## Preisliste
AKTUALISIERUNG DER PREISLISTE SOLSOL s.r.o. 2/2026
Gültig ab: 10.02.2026
Kategorie | Marke | Typ | MODELL | PLU | Leistung [Wp] | Containerpreis [€/Wp] | Palettenpreis [€/Wp] | Artikelpreis [€/Wp] | Containerpreis [€/Stück] | Palettenpreis [€/Stück] | Artikelpreis [€/Stück] | Auf Lager [Stück] | Rahmen | Hintergrund | Stück/Palette | Stück/Anzahl | Produktgarantie | Leistungsgarantie | Effizienz | Abmessungen [mm] | Sloupec1 | Sloupec2 | Beschreibung
Panel | AEG | PERC-Schindel | PV panel AEG AS-M3407U-S(M6)-400/HV 400Wp FB | 101406 | 400 | 0.113 | 0.123 | 0.133 | 45.2 | 49.2 | 53.2 | 1324 | Schwarz | Schwarz | 36 | 936 | 25 Jahre | 84,8 % /25 Jahre | 20.4% | 1719 x 1140 x 30 | PV panel AEG AS-M3407U-S(M6)-400/HV 400Wp FB | https://solsol.cz/de/plu/101406 | PERC-Schindel
Panel | AEG | PERC-Schindel | PV panel AEG AS-M3057U-S(G12)-410/HV | 101413 | 410 | 0.148 | 0.159 | 0.169 | 60.68 | 65.19 | 69.29 | 41 | Schwarz | Schwarz | 36 | 924 | 25 Jahre | 84,8 % /25 Jahre | 20.06% | 1812 x 1096 x 30 | PV panel AEG AS-M3057U-S(G12)-410/HV | https://solsol.cz/de/plu/101413 | PERC-Schindel
Panel | AEG | PERC | PV panel AEG AS-M1083Z-H(M10) 410Wp | 101414 | 410 | 0.142 | 0.152 | 0.162 | 58.22 | 62.32 | 66.42 | 103 | Schwarz | Weiß | 36 | 936 | 25 Jahre | 84,8 % /25 Jahre | 21.2% | 1722 x 1134 x 30 | PV panel AEG AS-M1083Z-H(M10) 410Wp | https://solsol.cz/de/plu/101414 | PERC
Panel | AEG | TOPCON bifazial | AEG AS-M1088B-BH(M10) 425/HV FB | 101422 | 425 | 0.153 | 0.162 | 0.172 | 65.025 | 68.85 | 73.1 | 78 | Schwarz | Schwarzes Glas | 36 | 936 | 30 Jahre | 87,4 % /30 Jahre | 21.76% | 1722 x 1134 x 30 | AEG AS-M1088B-BH(M10) 425/HV FB | https://solsol.cz/de/plu/101422 | TOPCON bifazial
Panel | AEG | PERC-Schindel | PV panel AEG AS-M3207U-S(G12)-430/HV 430Wp FB | 101431 | 430 | 0.148 | 0.159 | 0.169 | 63.64 | 68.37 | 72.67 | 98 | Schwarz | Schwarz | 36 | 864 | 25 Jahre | 84,8 % /25 Jahre | 20.7% | 1899 x 1096 x 30 | PV panel AEG AS-M3207U-S(G12)-430/HV 430Wp FB | https://solsol.cz/de/plu/101431 | PERC-Schindel
Panel | AEG | TOPCON bifazial | PV panel AEG AS-M1082B-BH(RM10)-440Wp FB 30-year warranty | 101440 | 440 | 0.136 | 0.144 | 0.154 | 59.84 | 63.36 | 67.76 | 533 | Schwarz | Schwarzes Glas | 36 | 936 | 30 Jahre | 87,4 % / 30 Jahre | 22% | 1762 x 1134 x 30 | PV panel AEG AS-M1082B-BH(RM10)-440Wp FB 30-year warranty | https://solsol.cz/de/plu/101440 | TOPCON bifazial
Panel | AEG | PERC | PV panel AEG AS-M1448Z-H(M6) 450/HV 450Wp | 101459 | 450 | 0.152 | 0.162 | 0.172 | 68.4 | 72.9 | 77.4 | 17 | Schwarz | Weiß | 31 | 682 | 25 Jahre | 84,8 % /25 Jahre | 20.7% | 2094 x 1038 x 35 | PV panel AEG AS-M1448Z-H(M6) 450/HV 450Wp | https://solsol.cz/de/plu/101459 | PERC
Panel | AEG | TOPCON | AEG AS-M1082Z-H(RM10) 450Wp | 101460 | 450 | 0.131 | 0.139 | 0.149 | 58.95 | 62.55 | 67.05 | 1075 | Schwarz | Weiß | 36 | 936 | 30 Jahre | 87,4 % / 30 Jahre | 22.52% | 1762 x 1134 x 30 | AEG AS-M1082Z-H(RM10) 450Wp | https://solsol.cz/de/plu/101460 | TOPCON
Panel | AEG | PERC | PV panel AEG AS-M1203Z-H(M10)-460/HV | 101462 | 460 | 0.143 | 0.152 | 0.162 | 65.78 | 69.92 | 74.52 | 1174 | Schwarz | Weiß | 31 | 744 | 25 Jahre | 84,8 % /25 Jahre | 21.32% | 1903 x 1134 x 35 | PV panel AEG AS-M1203Z-H(M10)-460/HV | https://solsol.cz/de/plu/101462 | PERC
Panel | AEG | TOPCON | AEG AS-M1089B-GA(M10)/HV 450/HV 450Wp FB | 101463 | 450 | 0.168 | 0.176 | 0.186 | 75.6 | 79.2 | 83.7 | 1 | Schwarz | Schwarz | 36 | 936 | 30/40 Jahre | 88,85/30 Jahre | 23.1% | 1757 x 1134 x 30 | AEG AS-M1089B-GA(M10)/HV 450/HV 450Wp FB | https://solsol.cz/de/plu/101463 | TOPCON
Panel | AEG | TOPCON | PV panel AEG AS-M1082B-BH(RM10)-450/HV 450Wp FB | 101464 | 450 | 0.154 | 0.163 | 0.173 | 69.3 | 73.35 | 77.85 | 1228 | Schwarz | Schwarz | 36 | 936 | 30 Jahre | 87,4 % / 30 Jahre | 22.5% | 1762 x 1134 x 30 | PV panel AEG AS-M1082B-BH(RM10)-450/HV 450Wp FB | https://solsol.cz/de/plu/101464 | TOPCON
Panel | AEG | TOPCON | AEG AS-M1203Z-MH(M10) 480/HV 480Wp BF 30-year warranty | 101481 | 480 | 0.134 | 0.143 | 0.153 | 64.32 | 68.64 | 73.44 | 111 | Schwarz | Glas | 36 | 936 | 30 Jahre | 87,4 % /30 Jahre | 22.4% | 1908 x 1134 x 30 | AEG AS-M1203Z-MH(M10) 480/HV 480Wp BF 30-year warranty | https://solsol.cz/de/plu/101481 | TOPCON
Panel | AEG | TOPCON bifazial | PV panel AEG AS-M1208Y-BH(M10) 480/HV 480Wp | 101482 | 480 | 0.138 | 0.147 | 0.157 | 66.24 | 70.56 | 75.36 | 2570 | Schwarz | Weißes Glas | 36 | 864 | 30 Jahre | 87,4 % /30 Jahre | 22.24% | 1903 x 1134 x 30 | PV panel AEG AS-M1208Y-BH(M10) 480/HV 480Wp | https://solsol.cz/de/plu/101482 | TOPCON bifazial
Panel | AEG | TOPCON | PV panel AEG AS-M1202B-BH(RM10)-500/HV 500Wp FB | 101500 | 500 | 0.154 | 0.162 | 0.172 | 77 | 81 | 86 | 1853 | Schwarz | Schwarz | 36 | 792 | 30 Jahre | 87,4 % / 30 Jahre | 22.60% | 1950 x 1134 x 30 | PV panel AEG AS-M1202B-BH(RM10)-500/HV 500Wp FB | https://solsol.cz/de/plu/101500 | TOPCON
Panel | AEG | PERC | PV panel AEG AS-M1322Z-H(M10) 500Wp BF | 101501 | 500 | 0.143 | 0.153 | 0.163 | 71.5 | 76.5 | 81.5 | 518 | Schwarz | Weiß | 31 | 682 | 25 Jahre | 84,8 % /25 Jahre | 21.06% | 2094 x 1134 x 35 | PV panel AEG AS-M1322Z-H(M10) 500Wp BF | https://solsol.cz/de/plu/101501 | PERC
Panel | AEG | TOPCON bifazial | PV panel AEG AS-M1322Z-BH(M10)-530Wp BF 30-year warranty | 101531 | 530 | 0.139 | 0.147 | 0.157 | 73.67 | 77.91 | 83.21 | 1210 | Schwarz | Glas | 36 | 792 | 30 Jahre | 84,8 % /25 Jahre | 22.32% | 2094 x 1134 x 35 | PV panel AEG AS-M1322Z-BH(M10)-530Wp BF 30-year warranty | https://solsol.cz/de/plu/101531 | TOPCON bifazial
Panel | AEG | PERC | PV panel AEG AS-M1442Z-H(M10) 550Wp 25-year warranty | 101550 | 550 | 0.153 | 0.162 | 0.172 | 84.15 | 89.1 | 94.6 | 1 | Schwarz | Weiß | 31 | 620 | 25 Jahre | 84,8 % /25 Jahre | 20.7% | 2279 x 1134 x 35 | PV panel AEG AS-M1442Z-H(M10) 550Wp 25-year warranty | https://solsol.cz/de/plu/101550 | PERC
Panel | Canadian Solar | TOPCON | PV panel Canadian Solar CS6.1-54TD-455 BF 455Wp 30 mm frame | 104465 | 455 | 0.115 | 0.122 | 0.132 | 52.325 | 55.51 | 60.06 | 147 | Schwarz | Glas | 35 | 840 | 25 Jahre | 89,4 % / 30 Jahre | 22.3% | 1800x1134x30mm | PV panel Canadian Solar CS6.1-54TD-455 BF 455Wp 30 mm frame | https://solsol.cz/de/plu/104465 | TOPCON
Panel | Canadian Solar | TOPCON | PV panel Canadian Solar CS6.1-54TD-460 BF 460Wp 30 mm frame | 104466 | 460 | 0.12 | 0.126 | 0.136 | 55.2 | 57.96 | 62.56 | 11 | Schwarz | Glas | 35 | 864 | 25 Jahre | 89,4 % / 30 Jahre | 22.5% | 1800x1134x30mm | PV panel Canadian Solar CS6.1-54TD-460 BF 460Wp 30 mm frame | https://solsol.cz/de/plu/104466 | TOPCON
Panel | Canadian Solar | TOPCON bifazial | PV panel Canadian Solar CS6.1-54TB-450 BF 450Wp 30 mm frame | 104467 | 450 | 0.12 | 0.126 | 0.136 | 54 | 56.7 | 61.2 | 0 | Schwarz | Glas | 35 | 840 | 25 Jahre | 85 %/30 Jahre | 22% | 1800x1134x30mm | PV panel Canadian Solar CS6.1-54TB-450 BF 450Wp 30 mm frame | https://solsol.cz/de/plu/104467 | TOPCON bifazial
Panel | Canadian Solar | TOPCON monofacial | PV panel Canadian Solar CS6.2-48TD-455Wp BF 30 mm frame | 104468 | 455 | 0.103 | 0.108 | 0.118 | 46.865 | 49.14 | 53.69 | 936 | Schwarz | Weiß | 36 | 936 | 25 Jahre | 87,4 % / 30 Jahre | 22.8% | 1762x1134x30mm | PV panel Canadian Solar CS6.2-48TD-455Wp BF 30 mm frame | https://solsol.cz/de/plu/104468 | TOPCON monofacial
Panel | Canadian Solar | TOPCON monofacial | PV panel Canadian Solar CS6.2-54TM-510Wp BF 30 mm frame | 104469 | 510 | 0.103 | 0.108 | 0.118 | 52.53 | 55.08 | 60.18 | 864 | Schwarz | Weiß | 36 | 864 | 25 Jahre | 87,4 % / 30 Jahre | 22.9% | 1961x1134x30mm | PV panel Canadian Solar CS6.2-54TM-510Wp BF 30 mm frame | https://solsol.cz/de/plu/104469 | TOPCON monofacial
Panel | Canadian Solar | TOPCON | PV panel Canadian Solar CS6.1-60TB-500 BF 500Wp 30 mm frame | 104500 | 500 | 0.115 | 0.122 | 0.132 | 57.5 | 61 | 66 | 549 | Schwarz | Glas | 35 | 770 | 25 Jahre | 89,4 % / 30 Jahre | 22.8% | 1994x1134x30mm | PV panel Canadian Solar CS6.1-60TB-500 BF 500Wp 30 mm frame | https://solsol.cz/de/plu/104500 | TOPCON
Panel | Canadian Solar | PERC | PV panel Canadian Solar CS6W-550MS SLV 550Wp - 30 mm frame | 104551 | 550 | 0.111 | 0.117 | 0.127 | 61.05 | 64.35 | 69.85 | 0 | Silber | Weiß | 35 | 700 | 12 Jahre** | 84,8 % / 25 Jahre | 21.5% | 2261 x 1134 x 30 | PV panel Canadian Solar CS6W-550MS SLV 550Wp - 30 mm frame | https://solsol.cz/de/plu/104552 | PERC
Panel | Canadian Solar | PERC | PV panel Canadian Solar CS6W-555MS SLV 555Wp 30 mm frame | 104553 | 555 | 0.104 | 0.112 | 0.122 | 57.72 | 62.16 | 67.71 | 2 | Silber | Weiß | 35 | 700 | 12 Jahre** | 84,8 % / 25 Jahre | 21.6% | 2278 x 1134 x 30 | PV panel Canadian Solar CS6W-555MS SLV 555Wp 30 mm frame | https://solsol.cz/de/plu/104553 | PERC
Panel | Canadian Solar | PERC bifazial | PV panel Canadian Solar CS7L-595MB-AG 595Wp | 104590 | 595 | 0.105 | 0.112 | 0.122 | 62.475 | 66.64 | 72.59 | 15 | Silber | Glas | 33 | 594 | 12 Jahre** | 89,4 % / 30 Jahre | 21.2% | 2172 x 1303 x 35 | PV panel Canadian Solar CS7L-595MB-AG 595Wp | https://solsol.cz/de/plu/104590 | PERC bifazial
Panel | Canadian Solar | PERC bifazial | PV panel Canadian Solar CS7L-600MB-AG 600Wp | 104600 | 600 | 0.105 | 0.112 | 0.122 | 63 | 67.2 | 73.2 | 9 | Silber | Glas | 33 | 594 | 12 Jahre** | 89,4 % / 30 Jahre | 21.2% | 2172 x 1303 x 35 | PV panel Canadian Solar CS7L-600MB-AG 600Wp | https://solsol.cz/de/plu/104600 | PERC bifazial
Panel | Energetica | PERC M6 - 120 Zellen | PV panel Energetica e.Classic M HC 370Wp FB | 105371 | 370 | 0.252 | 0.265 | 0.275 | 93.24 | 98.05 | 101.75 | 132 | Schwarz | Schwarz | 30 | 840 | 17 Jahre | 91 % /25 Jahre | 20.27% | 1780 x 1042 x 36 | PV panel Energetica e.Classic M HC 370Wp FB | https://solsol.cz/de/plu/105371 | PERC M6 – 120 Zellen
Panel | Energetica | PERC M6 - 120 Zellen | PV panel Energetica e.Classic M HC 375Wp FB | 105372 | 375 | 0.252 | 0.265 | 0.275 | 94.5 | 99.375 | 103.125 | 532 | Schwarz | Schwarz | 30 | 840 | 17 Jahre | 91 % /25 Jahre | 20.27% | 1780 x 1042 x 36 | PV panel Energetica e.Classic M HC 375Wp FB | https://solsol.cz/de/plu/105372 | PERC M6 – 120 Zellen
Panel | Energetica | PERC | PV panel Energetica e.Classic M HC 385Wp BF | 105384 | 385 | 0.243 | 0.255 | 0.265 | 93.555 | 98.175 | 102.025 | 229 | Schwarz | Weiß | 30 | 840 | 17 Jahre | 91 % /25 Jahre | 20.49% | 1780 x 1042 x 36 | PV panel Energetica e.Classic M HC 385Wp BF | https://solsol.cz/de/plu/105384 | PERC
Panel | EXE | PERC | PV panel EXE Solar A-HCM415/108 BF 415Wp | 106411 | 415 | 0.072 | 0.085 | 0.095 | 29.88 | 35.275 | 39.425 | 15 | Schwarz | Weiß | 31 | 806 | 15 Jahre * | 85 % / 25 Jahre | 21.25% | 1722 x 1134 x 35 | PV panel EXE Solar A-HCM415/108 BF 415Wp | https://solsol.cz/de/plu/106411 | PERC
Panel | EXE | PERC | PV panel EXE Solar A-HCM460/120 BF 460Wp | 106461 | 460 | 0.085 | 0.098 | 0.108 | 39.1 | 45.08 | 49.68 | 36 | Schwarz | Weiß | 31 | 744 | 15 Jahre * | 85 % / 25 Jahre | 20.7% | 1909 x 1134 x 35 | PV panel EXE Solar A-HCM460/120 BF 460Wp | https://solsol.cz/de/plu/106461 | PERC
Panel | Solitek | PERC bifazial | PV panel Solitek SOLID Agro Bifacial B.72 290Wp | 113290 | 290 | 0.515 | 0.54 | 0.55 | 149.35 | 156.6 | 159.5 | 34 | Glas | Glas | 25 | 700 | 30 Jahre | 87 % / 30 Jahre | 13.19% | 1770x1049x7,1 | PV panel Solitek SOLID Agro Bifacial B.72 290Wp | https://solsol.cz/de/plu/113290 | PERC bifazial
Panel | Solitek | PERC bifazial | PV panel Solitek SOLID Bifacial B.60 360Wp | 113363 | 360 | 0.48 | 0.504 | 0.514 | 172.8 | 181.44 | 185.04 | 6 | Glas | Glas | 25 | 700 | 30 Jahre | 87 % / 30 Jahre | 19.38% | 1770 x 1049 x 7,1 | PV panel Solitek SOLID Bifacial B.60 360Wp | https://solsol.cz/de/plu/113363 | PERC bifazial
Panel | Solitek | PERC bifazial | PV panel Solitek SOLID Bifacial GG-F B.60 (AGC) 370Wp | 113370 | 370 | 0.317 | 0.332 | 0.342 | 117.29 | 122.84 | 126.54 | 27 | Glas | Glas | 25 | 700 | 30 Jahre | 87 % / 30 Jahre | 19.92% | 1770 x 1049 x 7,1 | PV panel Solitek SOLID Bifacial GG-F B.60 (AGC) 370Wp | https://solsol.cz/de/plu/113370 | PERC bifazial
Panel | Solitek | PERC bifazial | PV panel Solitek SOLID Bifacial HC.108 435Wp | 113430 | 435 | 0.345 | 0.362 | 0.372 | 150.075 | 157.47 | 161.82 | 25 | Glas | Glas | 25 | 550 | 30 Jahre | 87 % / 30 Jahre | 22.07% | 1733 x 1144 x 7,2 | PV panel Solitek SOLID Bifacial HC.108 435Wp | https://solsol.cz/de/plu/113430 | PERC bifazial
Panel | SUNPOWER | PERC MONO - SCHINKEN | PV panel SunPower SPR - P3 - 385Wp BLC E3 AC | 115380 | 385 | 0.511 | 0.547 | 0.557 | 196.735 | 210.595 | 214.445 | 81 | Schwarz | Schwarz | 30 | 750 | 25 Jahre | 87,2 % / 25 Jahre | 19.06% | 1690 x 1160 x 35 | PV panel SunPower SPR - P3 - 385Wp BLC E3 AC | https://solsol.cz/de/plu/115380 | PERC MONO – SCHINKEN
Panel | SUNPOWER | MONO IBC* | PV panel SunPower SPR MAX3 - 400Wp BLC | 115401 | 400 | 0.581 | 0.61 | 0.62 | 232.4 | 244 | 248 | 3 | Schwarz | Weiß | 26 | 728 | 40 Jahre | 92 % / 25 Jahre | 22.6% | 1690 x 1046 x 40 | PV panel SunPower SPR MAX3 - 400Wp BLC | https://solsol.cz/de/plu/115401 | MONO IBC*
Panel | SUNPOWER | MONO IBC* | PV panel SunPower SPR MAX3 - 400Wp COM | 115403 | 400 | 0.571 | 0.599 | 0.609 | 228.4 | 239.6 | 243.6 | 2 | Silber | Weiß | 26 | 728 | 40 Jahre | 92 % / 25 Jahre | 22.6% | 1690 x 1046 x 40 | PV panel SunPower SPR MAX3 - 400Wp COM | https://solsol.cz/de/plu/115403 | MONO IBC*
Panel | SUNPOWER | PERC MONO - SCHINKEN | PV panel SunPower P6 410Wp BLC | 115410 | 410 | 0.104 | 0.118 | 0.128 | 42.64 | 48.38 | 52.48 | 681 | Schwarz | Schwarz | 34 | 952 | 25 Jahre | 87,2 % / 25 Jahre | 20.9% | 1808 x 1086 x 30 | PV panel SunPower P6 410Wp BLC | https://solsol.cz/de/plu/115410 | PERC MONO – SCHINKEN
Panel | SUNPOWER | PERC MONO - SCHINKEN | PV panel SunPower P3 420Wp COM | 115421 | 420 | 0.127 | 0.141 | 0.151 | 53.34 | 59.22 | 63.42 | 176 | Silber | Weiß | 30 | 720 | 25 Jahre | 82,6 % / 25 Jahre | 20.4% | 2066 x 998 x 40 | PV panel SunPower P3 420Wp COM | https://solsol.cz/de/plu/115421 | PERC MONO – SCHINKEN
Panel | SUNPOWER | MONO IBC* | PV panel SunPower SPR MAX3 425Wp | 115422 | 425 | 0.513 | 0.543 | 0.553 | 218.025 | 230.775 | 235.025 | 306 | Schwarz | Weiß | 26 | 728 | 40 Jahre | 92 % / 25 Jahre | 22.3% | 1812 x 1046 x 40 | PV panel SunPower SPR MAX3 425Wp | https://solsol.cz/de/plu/115422 | MONO IBC*
Panel | SUNPOWER | MONO IBC* | PV panel SunPower SPR - MAX6 - 425Wp E3 AC | 115423 | 425 | 0.766 | 0.81 | 0.82 | 325.55 | 344.25 | 348.5 | 20 | Schwarz | Weiß | 25 | 600 | 40 Jahre | 92 % / 25 Jahre | 22% | 1872 x 1032 x 40 | PV panel SunPower SPR - MAX6 - 425Wp E3 AC | https://solsol.cz/de/plu/115423 | MONO IBC*
Panel | SUNPOWER | PERC MONO IBC* | PV panel SunPower MAX6 460Wp COM | 115461 | 460 | 0.476 | 0.505 | 0.515 | 218.96 | 232.3 | 236.9 | 205 | Silber | Weiß | 29 | 696 | 40 Jahre | 92 % / 25 Jahre | 22.3% | 2047 x 1039 x 35 | PV panel SunPower MAX6 460Wp COM | https://solsol.cz/de/plu/115461 | PERC MONO IBC*
Panel | Bisol | PERC | PV panel BISOL Spectrum BDO 280 Terracotta Orange 280Wp | 118281 | 280 | 0.747 | 0.798 | 0.808 | 209.16 | 223.44 | 226.24 | 24 | Orange | Orange | 30 | 1050 | 15 Jahre | 85 % / 25 Jahre | 15.1% | 1722x1134x30mm | PV panel BISOL Spectrum BDO 280 Terracotta Orange 280Wp | https://solsol.cz/de/plu/118281 | PERC
Panel | Bisol | PERC | PV panel BISOL Spectrum BDO 305 Terracotta Orange 305Wp | 118305 | 305 | 0.801 | 0.843 | 0.853 | 244.305 | 257.115 | 260.165 | 22 | Orange | Orange | 30 | 1050 | 15 Jahre | 85 % / 25 Jahre | 15.1% | 1722x1134x30mm | PV panel BISOL Spectrum BDO 305 Terracotta Orange 305Wp | https://solsol.cz/de/plu/118281 | PERC
Panel | Bisol | PERC | PV panel BISOL Duplex BDO 375Wp FB | 118371 | 375 | 0.291 | 0.306 | 0.316 | 109.125 | 114.75 | 118.5 | 3 | Schwarz | Schwarz | 30 | 840 | 15 Jahre | 85 % / 25 Jahre | 20.2% | 1770 x 1050 x 35 | PV panel BISOL Duplex BDO 375Wp FB | https://solsol.cz/de/plu/118371 | PERC
Panel | Bisol | PERC | PV panel BISOL Duplex BBO 450Wp FB | 118372 | 450 | 0.266 | 0.282 | 0.292 | 119.7 | 126.9 | 131.4 | 12 | Schwarz | Schwarz | 27 | 648 | 15 Jahre | 85 % / 25 Jahre | 20.3% | 2110 x 1050 x 40 | PV panel BISOL Duplex BBO 450Wp FB | https://solsol.cz/de/plu/118372 | PERC
Panel | Bisol | PERC | PV panel BISOL Duplex BBO 500Wp FB | 118500 | 500 | 0.266 | 0.282 | 0.292 | 133 | 141 | 146 | 191 | Schwarz | Schwarz | 30 | 720 | 15 Jahre | 85 % / 25 Jahre | 21.5% | 2094 x 1134 x 35 | PV panel BISOL Duplex BBO 500Wp FB | https://solsol.cz/de/plu/118500 | PERC
Panel | BAUER SOLAR | PERC Einzelglas | PV panel BAUER SOLAR 400W 30 mm frame | 119402 | 400 | 0.122 | 0.133 | 0.143 | 48.8 | 53.2 | 57.2 | 747 | Schwarz | Schwarz | 36 | 936 | 20 Jahre | 87,2 % / 25 Jahre | 20.49% | 1722x1134x30mm | PV panel BAUER SOLAR 400W 30 mm frame | https://solsol.cz/de/plu/119402 | PERC Einzelglas
Panel | BAUER SOLAR | PERC Einzelglas | PV panel BAUER SOLAR 405W 30 mm frame | 119403 | 405 | 0.124 | 0.131 | 0.141 | 50.22 | 53.055 | 57.105 | 321 | Schwarz | Schwarz | 36 | 936 | 20 Jahre | 87,2 % / 25 Jahre | 20.75% | 1722x1134x30mm | PV panel BAUER SOLAR 405W 30 mm frame | https://solsol.cz/de/plu/119403 | PERC Einzelglas
Panel | BAUER SOLAR | TOPCON bifazial | PV panel BAUER SOLAR BS-440-108M10HBB-GG 440Wp | 119440 | 440 | 0.136 | 0.146 | 0.156 | 59.84 | 64.24 | 68.64 | 580 | Schwarz | Glas | 36 | 936 | 30 Jahre | 87,4 % / 30 Jahre | 22.02% | 1762x1134x30mm | PV panel BAUER SOLAR BS-440-108M10HBB-GG 440Wp | https://solsol.cz/de/plu/119440 | TOPCON bifazial
Panel | BAUER SOLAR | TOPCON bifazial | PV panel BAUER SOLAR BS-450-108M10HBB-GG 450Wp FB | 119450 | 450 | 0.145 | 0.152 | 0.162 | 65.25 | 68.4 | 72.9 | 706 | Schwarz | Schwarz/Glas | 36 | 936 | 30 Jahre | 87,4 % / 30 Jahre | 22.3% | 1762x1134x30mm | PV panel BAUER SOLAR BS-450-108M10HBB-GG 450Wp FB | https://solsol.cz/de/plu/119450 | TOPCON bifazial
Panel | BAUER SOLAR | TOPCON bifazial | PV panel BAUER SOLAR BS-120M10HBB-GG 470Wp | 119470 | 470 | 0.164 | 0.174 | 0.184 | 77.08 | 81.78 | 86.48 | 98 | Schwarz | Glas | 35 | 840 | 30 Jahre | 87,4 % / 30 Jahre | 21.72% | 1908x1134x30mm | PV panel BAUER SOLAR BS-120M10HBB-GG 470Wp | https://solsol.cz/de/plu/119470 | TOPCON bifazial
Panel | DAH SOLAR | TOPCON bifaziales Doppelglas | PV panel DAH DHN-54R20/DG(RR) ochre brown (Terracotta brown) 400Wp | 120400 | 400 | 0.226 | 0.236 | 0.246 | 90.4 | 94.4 | 98.4 | 75 | Orange | Glas/Orange | 36 | 936 | 25 Jahre | 87,4 % / 30 Jahre | 20.02% | 1762x1134x30mm | PV panel DAH DHN-54R20/DG(RR) ochre brown (Terracotta brown) 400Wp | https://solsol.cz/de/plu/120400 | TOPCON bifaziales Doppelglas
Panel | DAH SOLAR | TOPCON bifaziales Doppelglas | PV panel DAH DHN-48Z16/DG(BW) 460Wp BF | 120410 | 460 | 0.105 | 0.11 | 0.12 | 48.3 | 50.6 | 55.2 | 4680 | Schwarz | Glas | 36 | 936 | 25 Jahre | 87,4 % / 30 Jahre | 23.02% | 1762x1134x30mm | PV panel DAH DHN-48Z16/DG(BW) 460Wp BF | https://solsol.cz/de/plu/120410 | TOPCON bifaziales Doppelglas
Panel | DAH SOLAR | TOPCON bifaziales Doppelglas | PV panel DAH DHN-66Z16/DG 620Wp SLV bifacial | 120430 | 620 | 0.102 | 0.107 | 0.117 | 63.24 | 66.34 | 72.54 | 1440 | Silber | Glas | 36 | 720 | 15 Jahre | 87,4 % / 30 Jahre | 22.95% | 2382x1134x30mm | PV panel DAH DHN-66Z16/DG 620Wp SLV bifacial | https://solsol.cz/de/plu/119430 | TOPCON bifaziales Doppelglas
Panel | DAH SOLAR | TOPCON | PV panel DAH DHN-54R18/DG(BW) 455Wp BF | 120451 | 455 | 0.104 | 0.109 | 0.119 | 47.32 | 49.595 | 54.145 | 2197 | Schwarz | Weiß | 36 | 864 | 15 Jahre | 87,4 % / 30 Jahre | 22.29% | 1800x1134x30mm | PV panel DAH DHN-54R18/DG(BW) 455Wp BF | https://solsol.cz/de/plu/120451 | TOPCON
Panel | DAH SOLAR | TOPCON bifaziales Doppelglas | PV panel DAH DHN-72x16/DG - 580 | 120580 | 580 | 0.101 | 0.106 | 0.116 | 58.58 | 61.48 | 67.28 | 2790 | Silber | Weiß | 36 | 720 | 15 Jahre | 87,4 % / 30 Jahre | 22.44% | 2279x1134x30mm | PV panel DAH DHN-72x16/DG - 580 | https://solsol.cz/de/plu/120580 | TOPCON bifaziales Doppelglas
Panel | DAH SOLAR | TOPCON bifaziales Doppelglas | PV panel DAH DHN-48Z16/DG(RR) ochre brown (Terracotta brown) 400Wp | 138400 | 400 | 0.228 | 0.238 | 0.248 | 91.2 | 95.2 | 99.2 | 936 | Orange | Glas/Orange | 36 | 936 | 25 Jahre | 87,4 % / 30 Jahre | 20.02% | 1762x1134x30mm | PV panel DAH DHN-48Z16/DG(RR) ochre brown (Terracotta brown) 400Wp | https://solsol.cz/de/plu/138400 | TOPCON bifaziales Doppelglas
Panel | DAH SOLAR | TOPCON bifaziales Doppelglas | PV panel DAH DHN-60R18-DG(BB) 500W FB bifacial | 138500 | 500 | 0.109 | 0.114 | 0.124 | 54.5 | 57 | 62 | 1727 | Schwarz | Glas | 36 | 792 | 25 Jahre | 87,4 % / 30 Jahre | 22.11% | 1994x1134x30mm | PV panel DAH DHN-60R18-DG(BB) 500W FB bifacial | https://solsol.cz/de/plu/138500 | TOPCON bifaziales Doppelglas
Panel | DAH SOLAR | Mono TOPCon | PV panel DAH DHN-54Z16/DG/FS (BB) 500W FB bifacial | 138501 | 500 | 0.11 | 0.115 | 0.125 | 55 | 57.5 | 62.5 | 412 | Schwarz | Schwarz | 37 | 888 | 25 Jahre | 87,4 % / 30 Jahre | 22.47% | 1962x1134x28mm | PV panel DAH DHN-54Z16/DG/FS (BB) 500W FB bifacial | https://solsol.cz/de/plu/120501 | Mono TOPCon
Panel | DAH SOLAR | TOPCon Doppelglas | PV panel DAH DHN-72X16/DG-590Wp SLV | 138590 | 590 | 0.1 | 0.105 | 0.115 | 59 | 61.95 | 67.85 | 3 | Silber | Weiß | 36 | 720 | 15 Jahre | 87,4 % / 30 Jahre | 22.84% | 2278x1134x30mm | PV panel DAH DHN-72X16/DG-590Wp SLV | https://solsol.cz/de/plu/138590 | TOPCon Doppelglas
Panel | DAH SOLAR | TOPCON bifaziales Doppelglas | PV panel DAH DHN-72X16/DG-595Wp SLV | 138591 | 595 | 0.102 | 0.107 | 0.117 | 60.69 | 63.665 | 69.615 | 1440 | Silber | Glas | 36 | 720 | 15 Jahre | 87,4 % / 30 Jahre | 23.03% | 2278x1134x30mm | PV panel DAH DHN-72X16/DG-595Wp SLV | https://solsol.cz/de/plu/138591 | TOPCON bifaziales Doppelglas
Panel | DAH SOLAR | Mono TOPCon | PV panel DAH DHN-66Y18/DG(BW) 710Wp SLV bifacial | 138710 | 710 | 0.1 | 0.105 | 0.115 | 71 | 74.55 | 81.65 | 0 | Silber | Weiß | 33 | 594 | 15 Jahre | 87,4 % / 30 Jahre | 22.86% | 2384×1303×33 mm | PV panel DAH DHN-66Y18/DG(BW) 710Wp SLV bifacial | https://solsol.cz/de/plu/138710 | Mono TOPCon
Panel | Astronergy | TOPCON bifaziales Doppelglas | PV panel Astronergy CHSM72N(DG)/F-BH 590Wp SLV | 120590 | 590 | 0.098 | 0.102 | 0.112 | 57.82 | 60.18 | 66.08 | 99 | Silber | Glas | 36 | 720 | 15 Jahre | 87,4 % / 30 Jahre | 22.8% | 2278x1134x30mm | PV panel Astronergy CHSM72N(DG)/F-BH 590Wp SLV | https://solsol.cz/de/plu/120590 | TOPCON bifaziales Doppelglas
Panel | JA SOLAR | PERC | PV panel JA Solar JAM72D30 550Wp SLV | 120550 | 550 | 0.116 | 0.121 | 0.131 | 63.8 | 66.55 | 72.05 | 1 | Silber | Weiß | 36 | 720 | 12 Jahre | 85 %/30 Jahre | 21.2% | 2285x1134x35mm | PV panel JA Solar JAM72D30 550Wp SLV | https://solsol.cz/de/plu/120550 | PERC
Panel | Jolywood | TOPCON bifazial | PV panel Jolywood Bifacial JW-HD144N 460W 30 mm frame | 126460 | 460 | 0.111 | 0.119 | 0.129 | 51.06 | 54.74 | 59.34 | 6 | Silber | Glas | 36 | 792 | 12 Jahre | 87,4 % / 30 Jahre | 21.13% | 2095 x 1039 x 30 | PV panel Jolywood Bifacial JW-HD144N 460W 30 mm frame | https://solsol.cz/de/plu/126460 | TOPCON bifazial
Panel | Jolywood | TOPCON bifazial | PV panel Jolywood Bifacial JW-HD144N 470W 30 mm frame | 126470 | 470 | 0.111 | 0.119 | 0.129 | 52.17 | 55.93 | 60.63 | 0 | Silber | Glas | 36 | 792 | 12 Jahre | 87,4 % / 30 Jahre | 21.59% | 2095 x 1039 x 30 | PV panel Jolywood Bifacial JW-HD144N 470W 30 mm frame | https://solsol.cz/de/plu/126470 | TOPCON bifazial
Panel | Trina | TOPCON bifaziales transparentes | PV panel Trina TSM NEG9RC.27 430Wp clear black | 128431 | 430 | 0.132 | 0.139 | 0.149 | 56.76 | 59.77 | 64.07 | 239 | Schwarz | Glas | 36 | 936 | 25 Jahre | 87,4 % / 30 Jahre | 21.5% | 1762x1134x30mm | PV panel Trina TSM NEG9RC.27 430Wp clear black | https://solsol.cz/de/plu/128431 | TOPCON bifaziales transparentes
Panel | Trina | TOPCON | PV panel Trina TSM-NEG9R.28 440Wp BF | 128440 | 440 | 0.103 | 0.11 | 0.12 | 45.32 | 48.4 | 52.8 | 1236 | Schwarz | weiß/glas | 36 | 936 | 25 Jahre | 87,4 % / 30 Jahre | 22% | 1762 x 1134 x 30 mm | PV panel Trina TSM-NEG9R.28 440Wp BF | https://solsol.cz/de/plu/128440 | TOPCON
Panel | Trina | TOPCON | PV panel Trina TSM-NEG9R.28 450Wp BF | 128451 | 450 | 0.106 | 0.111 | 0.121 | 47.7 | 49.95 | 54.45 | 4988 | Schwarz | weiß/glas | 36 | 936 | 25 Jahre | 87,4 % / 30 Jahre | 22.5% | 1762 x 1134 x 30mm | PV panel Trina TSM-NEG9R.28 450Wp BF | https://solsol.cz/de/plu/128451 | TOPCON
Panel | Trina | TOPCON | PV panel Trina TSM-NEG9R.28 455Wp BF | 128453 | 455 | 0.108 | 0.113 | 0.123 | 49.14 | 51.415 | 55.965 | 6268 | Schwarz | weiß/glas | 36 | 936 | 25 Jahre | 87,4 % / 30 Jahre | 22.8% | 1762 x 1134 x 30mm | PV panel Trina TSM-NEG9R.28 455Wp BF | https://solsol.cz/de/plu/128451 | TOPCON
Panel | Trina | TOPCON | PV panel Trina TSM-NEG9R.28 460Wp BF | 128462 | 460 | 0.108 | 0.113 | 0.123 | 49.68 | 51.98 | 56.58 | 6258 | Schwarz | weiß/glas | 36 | 936 | 25 Jahre | 87,4 % / 30 Jahre | 23% | 1762 x 1134 x 30mm | PV panel Trina TSM-NEG9R.28 460Wp BF | https://solsol.cz/de/plu/128462 | TOPCON
Panel | Trina | TOPCON | PV panel Trina TSM-NEG18R.28 500Wp BF | 128504 | 500 | 0.112 | 0.117 | 0.127 | 56 | 58.5 | 63.5 | 2880 | Schwarz | weiß/glas | 36 | 864 | 25 Jahre | 87,4 % / 30 Jahre | 22.5% | 1961x1134x30mm | PV panel Trina TSM-NEG18R.28 500Wp BF | https://solsol.cz/de/plu/128504 | TOPCON
Panel | Trina | TOPCON | PV panel Trina TSM-NEG18R.28 510Wp BF | 128505 | 510 | 0.109 | 0.114 | 0.124 | 55.59 | 58.14 | 63.24 | 4743 | Schwarz | weiß/glas | 36 | 864 | 25 Jahre | 87,4 % / 30 Jahre | 22.5% | 1961x1134x30mm | PV panel Trina TSM-NEG18R.28 510Wp BF | https://solsol.cz/de/plu/128504 | TOPCON
Panel | Trina | TOPCON | PV panel Trina TSM-NEG18RC.27 500Wp FB | 128507 | 500 | 0.114 | 0.119 | 0.129 | 57 | 59.5 | 64.5 | 1440 | Schwarz | weiß/glas | 36 | 864 | 22 Jahre | 87,4 % / 30 Jahre | 23.2% | 1961x1134x30mm | PV panel Trina TSM-NEG18RC.27 500Wp FB | https://solsol.cz/de/plu/128507 | TOPCON
Panel | Trina | TOPCon bifaziales Doppelglas | PV panel Trina TSM NEG19RC.20 610Wp SLV | 128602 | 610 | 0.104 | 0.109 | 0.119 | 63.44 | 66.49 | 72.59 | 3712 | Silber | weiß/glas | 36 | 720 | 12 Jahre | 87,4 % / 30 Jahre | 22.6% | 2382x1134x30mm | PV panel Trina TSM NEG19RC.20 610Wp SLV | https://solsol.cz/de/plu/128602 | TOPCon bifaziales Doppelglas
Panel | Trina | TOPCon bifaziales Doppelglas | PV panel Trina TSM NEG19RC.20 620Wp SLV | 128621 | 620 | 0.106 | 0.111 | 0.121 | 65.72 | 68.82 | 75.02 | 5872 | Silber | weiß/glas | 36 | 720 | 12 Jahre | 87,4 % / 30 Jahre | 22.6% | 2382x1134x30mm | PV panel Trina TSM NEG19RC.20 620Wp SLV | https://solsol.cz/de/plu/128621 | TOPCon bifaziales Doppelglas
Panel | AIKO | TOPCON ABC Doppelglas | PV panel AIKO A445-MAH-54Db 445W FB | 130440 | 445 | 0.123 | 0.131 | 0.141 | 54.735 | 58.295 | 62.745 | 1 | Schwarz | Schwarz | 36 | 936 | 25 Jahre | 88,85 % / 30 Jahre | 22.8% | 1722x1134x30mm | PV panel AIKO A445-MAH-54Db 445W FB | https://solsol.cz/de/plu/130440 | TOPCON ABC Doppelglas
Panel | AIKO | TOPCON ABC Einzelglas | PV panel AIKO Neostar 3P60 A-MCE60Mw 550Wp BF | 130443 | 550 | 0.128 | 0.133 | 0.143 | 70.4 | 73.15 | 78.65 | 1776 | Schwarz | Weiß | 37 | 888 | 15 Jahre | 88,85 % / 30 Jahre | 24.8% | 1954x1134x30mm | PV panel AIKO Neostar 3P60 A-MCE60Mw 550Wp BF | https://solsol.cz/de/plu/130443 | TOPCON ABC Einzelglas
Panel | AIKO | TOPCON ABC Einzelglas | PV panel AIKO A470-MAH-54Mw 470W BF | 130454 | 470 | 0.116 | 0.122 | 0.132 | 54.52 | 57.34 | 62.04 | 1346 | Schwarz | Weiß | 37 | 962 | 15 Jahre | 88,9 % / 30 Jahre | 23.6% | 1757x1134x30mm | PV panel AIKO A470-MAH-54Mw 470W BF | https://solsol.cz/de/plu/130454 | TOPCON ABC Einzelglas
Panel | AIKO | TOPCON ABC Einzelglas | PV panel AIKO Neostar 2N A450-MAH-54Mw 450W SLV | 130456 | 450 | 0.134 | 0.141 | 0.151 | 60.3 | 63.45 | 67.95 | 7 | Silber | Weiß | 36 | 936 | 15 Jahre | 88,9 % / 30 Jahre | 22.6% | 1757x1134x30mm | PV panel AIKO Neostar 2N A450-MAH-54Mw 450W SLV | https://solsol.cz/de/plu/130456 | TOPCON ABC Einzelglas
Panel | AIKO | TOPCON ABC Einzelglas | PV panel AIKO Neostar 2S A450-MAH-54Mb 450W FB 30 mm | 130458 | 450 | 0.13 | 0.137 | 0.147 | 58.5 | 61.65 | 66.15 | 7 | Schwarz | Schwarz | 36 | 936 | 25 Jahre | 88,9 % / 30 Jahre | 22.6% | 1757x1134x30mm | PV panel AIKO Neostar 2S A450-MAH-54Mb 450W FB 30 mm | https://solsol.cz/de/plu/130458 | TOPCON ABC Einzelglas
Panel | AIKO | TOPCON ABC Einzelglas | PV panel AIKO A450-MAH-54Mw 450W BF | 130459 | 450 | 0.106 | 0.111 | 0.121 | 47.7 | 49.95 | 54.45 | 5597 | Schwarz | Weiß | 36 | 936 | 15 Jahre | 88,85 % / 30 Jahre | 22.6% | 1722"1134*30mm | PV panel AIKO A450-MAH-54Mw 450W BF | https://solsol.cz/de/plu/130459 | TOPCON ABC Einzelglas
Panel | AIKO | TOPCON ABC Einzelglas | PV panel AIKO A460-MAH-54Mw 460W BF 30 mm | 130460 | 460 | 0.119 | 0.124 | 0.134 | 54.74 | 57.04 | 61.64 | -957 | Schwarz | Weiß | 36 | 936 | 15 Jahre | 88,85 % / 30 Jahre | 23.6% | 1757x1134x30mm | PV panel AIKO A460-MAH-54Mw 460W BF 30 mm | https://solsol.cz/de/plu/130460 | TOPCON ABC Einzelglas
Panel | AIKO | ABC Doppelglas | PV panel AIKO Stellar 1N+ AIKO-G-MCH72Dw 640W SLV | 130461 | 640 | 0.119 | 0.125 | 0.135 | 76.16 | 80 | 86.4 | 0 | Silber | Weiß | 36 | 720 | 15 Jahre | 88,85 % / 30 Jahre | 23.7% | 2382x1134x30mm | PV panel AIKO Stellar 1N+ AIKO-G-MCH72Dw 640W SLV | https://solsol.cz/de/plu/130461 | ABC Doppelglas
Panel | AIKO | TOPCON ABC Einzelglas | PV panel AIKO Neostar 2S A460-A-MAH54Mb | 130462 | 460 | 0.129 | 0.136 | 0.146 | 59.34 | 62.56 | 67.16 | 326 | Schwarz | Schwarz | 36 | 936 | 25 Jahre | 88,85 % / 30 Jahre | 23.1% | 1757x1134x30mm | PV panel AIKO Neostar 2S A460-A-MAH54Mb | https://solsol.cz/de/plu/130462 | TOPCON ABC Einzelglas
Panel | AIKO | TOPCON ABC Einzelglas | PV panel AIKO Neostar 2S A450-MAH-54Mb 450W FB 30 mm (962 pcs/container) | 130463 | 450 | 0.13 | 0.136 | 0.146 | 58.5 | 61.2 | 65.7 | 3886 | Schwarz | Schwarz | 37 | 962 | 25 Jahre | 88,9 % / 30 Jahre | 22.6% | 1757x1134x30mm | PV panel AIKO Neostar 2S A450-MAH-54Mb 450W FB 30 mm (962 pcs/container) | https://solsol.cz/de/plu/130463 | TOPCON ABC Einzelglas
Panel | AIKO | TOPCON ABC Einzelglas | PV panel AIKO Neostar 2S A460-A-MAH54Mb (962 pcs/container) | 130465 | 460 | 0.129 | 0.136 | 0.146 | 59.34 | 62.56 | 67.16 | 5699 | Schwarz | Schwarz | 37 | 962 | 25 Jahre | 88,85 % / 30 Jahre | 23.1% | 1757x1134x30mm | PV panel AIKO Neostar 2S A460-A-MAH54Mb (962 pcs/container) | https://solsol.cz/de/plu/130462 | TOPCON ABC Einzelglas
Panel | AIKO | TOPCON ABC Doppelglas | PV panel AIKO Neostar 2P+ A465-MAH54Dw | 130466 | 465 | 0.106 | 0.111 | 0.121 | 49.29 | 51.615 | 56.265 | 7543 | Schwarz | Weiß | 37 | 962 | 25 Jahre | 88,85 % / 30 Jahre | 23.6% | 1757x1134x30mm | PV panel AIKO Neostar 2P+ A465-MAH54Dw | https://solsol.cz/de/plu/130466 | TOPCON ABC Doppelglas
Panel | AIKO | TOPCON ABC Doppelglas | PV panel AIKO Neostar 2P+ A470-MAH54Dw | 130470 | 470 | 0.116 | 0.121 | 0.131 | 54.52 | 56.87 | 61.57 | 9555 | Schwarz | Weiß | 37 | 962 | 25 Jahre | 88,85 % / 30 Jahre | 23.6% | 1757x1134x30mm | PV panel AIKO Neostar 2P+ A470-MAH54Dw | https://solsol.cz/de/plu/130470 | TOPCON ABC Doppelglas
Panel | AIKO | TOPCON ABC Einzelglas | PV panel AIKO A460-MAH-54Mw 475W BF 30 mm | 130471 | 475 | 0.114 | 0.121 | 0.131 | 54.15 | 57.475 | 62.225 | 6473 | Schwarz | Weiß | 37 | 962 | 15 Jahre | 88,85 % / 30 Jahre | 23.8% | 1757x1134x30mm | PV panel AIKO A460-MAH-54Mw 475W BF 30 mm | https://solsol.cz/de/plu/130471 | TOPCON ABC Einzelglas
Panel | AIKO | N-Typ ABC Einzelglas | PV panel AIKO A470-MAH-54Mw 470W BF (936 pcs/container) | 130472 | 470 | 0.114 | 0.12 | 0.13 | 53.58 | 56.4 | 61.1 | 3733 | Schwarz | Weiß | 36 | 936 | 15 Jahre | 88,85 % / 30 Jahre | 23.6% | 1757x1134x30mm | PV panel AIKO A470-MAH-54Mw 470W BF (936 pcs/container) | https://solsol.cz/de/plu/130472 | N-Typ ABC Einzelglas
Panel | AIKO | TOPCON ABC Einzelglas | PV panel AIKO Neostar 3S A-MCE54Mb 470Wp FB | 130473 | 470 | 0.154 | 0.162 | 0.172 | 72.38 | 76.14 | 80.84 | 0 | Schwarz | Schwarz | 37 | 962 | 25 Jahre | 88,85 % / 30 Jahre | 23.8% | 1762x1134x30mm | PV panel AIKO Neostar 3S A-MCE54Mb 470Wp FB | https://solsol.cz/de/plu/130474 | TOPCON ABC Einzelglas
Panel | AIKO | TOPCON ABC Doppelglas | PV panel AIKO NEOSTAR 3S A-MCE54Db 470Wp FB | 130474 | 470 | 0.159 | 0.167 | 0.177 | 74.73 | 78.49 | 83.19 | 185 | Schwarz | Schwarz | 37 | 962 | 25 Jahre | 88,85 % / 30 Jahre | 23.5% | 1762x1134x30mm | PV panel AIKO NEOSTAR 3S A-MCE54Db 470Wp FB | https://solsol.cz/de/plu/130474 | TOPCON ABC Doppelglas
Panel | AIKO | TOPCON ABC Doppelglas | PV panel AIKO Neostar 3P A-MCE54Dw 480Wp BF | 130475 | 480 | 0.127 | 0.132 | 0.142 | 60.96 | 63.36 | 68.16 | 3848 | Schwarz | weiß/glas | 37 | 962 | 15 Jahre | 88,85 % / 30 Jahre | 24% | 1762x1134x30mm | PV panel AIKO Neostar 3P A-MCE54Dw 480Wp BF | https://solsol.cz/de/plu/130475 | TOPCON ABC Doppelglas
Panel | AIKO | TOPCON ABC Doppelglas | AIKO NEOSTAR 3P+54 AIKO-A490-MCE54Dw 490Wp BF | 130476 | 490 | 0.128 | 0.133 | 0.143 | 62.72 | 65.17 | 70.07 | 222 | Schwarz | weiß/glas | 37 | 962 | 15 Jahre | 88,85 % / 30 Jahre | 24.5% | 1762x1134x30mm | AIKO NEOSTAR 3P+54 AIKO-A490-MCE54Dw 490Wp BF | https://solsol.cz/de/plu/130476 | TOPCON ABC Doppelglas
Panel | AIKO | TOPCON ABC Doppelglas | PV panel AIKO Neostar 3S A-MCE54Db 480Wp FB | 130480 | 480 | 0.188 | 0.197 | 0.207 | 90.24 | 94.56 | 99.36 | 0 | Schwarz | Schwarz | 37 | 962 | 25 | 88,85 % / 30 Jahre | 24.5% | 1762x1134x30mm | PV panel AIKO Neostar 3S A-MCE54Db 480Wp FB | https://solsol.cz/de/plu/130480 | TOPCON ABC Doppelglas
Panel | AIKO | TOPCON ABC Doppelglas | PV panel AIKO Neostar 3S A-MCE54Db 485Wp FB | 130481 | 485 | 0.198 | 0.208 | 0.218 | 96.03 | 100.88 | 105.73 | 0 | Schwarz | Schwarz | 37 | 962 | 25 | 88,85 % / 30 Jahre | 24.5% | 1762x1134x30mm | PV panel AIKO Neostar 3S A-MCE54Db 485Wp FB | https://solsol.cz/de/plu/130481 | TOPCON ABC Doppelglas
Panel | AIKO | TOPCON ABC Einzelglas | PV panel AIKO Neostar 3S A-MCE54Mb 480Wp FB | 130482 | 480 | 0.182 | 0.191 | 0.201 | 87.36 | 91.68 | 96.48 | 362 | Schwarz | Schwarz | 37 | 962 | 25 | 88,85 % / 30 Jahre | 24.5% | 1762x1134x30mm | PV panel AIKO Neostar 3S A-MCE54Mb 480Wp FB | https://solsol.cz/de/plu/130482 | TOPCON ABC Einzelglas
Panel | AIKO | TOPCON ABC Einzelglas | PV panel AIKO Neostar 3P A-MCE54Mw 480Wp BF | 130483 | 480 | 0.153 | 0.161 | 0.171 | 73.44 | 77.28 | 82.08 | 0 | Schwarz | Weiß | 37 | 962 | 15 | 88,85 % / 30 Jahre | 25% | 1762x1134x30mm | PV panel AIKO Neostar 3P A-MCE54Mw 480Wp BF | https://solsol.cz/de/plu/130483 | TOPCON ABC Einzelglas
Panel | AIKO | TOPCON ABC Einzelglas | PV panel AIKO Neostar 3P A-MCE54Mw 490Wp BF | 130490 | 490 | 0.169 | 0.177 | 0.187 | 82.81 | 86.73 | 91.63 | 0 | Schwarz | Weiß | 37 | 962 | 15 | 88,85 % / 30 Jahre | 25% | 1762x1134x30mm | PV panel AIKO Neostar 3P A-MCE54Mw 490Wp BF | https://solsol.cz/de/plu/130490 | TOPCON ABC Einzelglas
Panel | AIKO | TOPCON ABC Einzelglas | PV panel AIKO Nebular A440-MAH54Tm 440Wp | 130500 | 440 | 0.222 | 0.233 | 0.243 | 97.68 | 102.52 | 106.92 | 735 | Schwarz | Weiß | 36 | 936 | 12 Jahre | 90,6 % / 25 Jahre | 22% | 1762x1134x30mm | PV panel AIKO Nebular A440-MAH54Tm 440Wp | https://solsol.cz/de/plu/130500 | TOPCON ABC Einzelglas
Panel | AIKO | TOPCON ABC Einzelglas | PV panel AIKO Neostar 2S A-MAH60Mb-500Wp FB | 130501 | 500 | 0.126 | 0.132 | 0.142 | 63 | 66 | 71 | 12431 | Schwarz | Schwarz | 37 | 888 | 25 Jahre | 88,85 % / 30 Jahre | 22.6% | 1954x1134x30mm | PV panel AIKO Neostar 2S A-MAH60Mb-500Wp FB | https://solsol.cz/de/plu/130501 | TOPCON ABC Einzelglas
Panel | AIKO | TOPCON ABC Einzelglas | PV panel AIKO Neostar 2S A-MAH60Mb-510Wp FB | 130510 | 510 | 0.12 | 0.126 | 0.136 | 61.2 | 64.26 | 69.36 | 5867 | Schwarz | Schwarz | 37 | 888 | 25 Jahre | 88,85 % / 30 Jahre | 22.6% | 1954x1134x30mm | PV panel AIKO Neostar 2S A-MAH60Mb-510Wp FB | https://solsol.cz/de/plu/130501 | TOPCON ABC Einzelglas
Panel | AIKO | TOPCON ABC Einzelglas | PV panel AIKO NEOSTAR 2P60 A-MAH60Mw 500Wp | 130550 | 500 | 0.114 | 0.119 | 0.129 | 57 | 59.5 | 64.5 | 3552 | Schwarz | Weiß | 37 | 888 | 15 Jahre | 88,85 % / 30 Jahre | 22.6% | 1954x1134x30mm | PV panel AIKO NEOSTAR 2P60 A-MAH60Mw 500Wp | https://solsol.cz/de/plu/130550 | TOPCON ABC Einzelglas
Panel | AIKO | TOPCON ABC Doppelglas | PV panel AIKO NEOSTAR 3P60 A-MCE60Dw 550Wp | 130551 | 550 | 0.125 | 0.131 | 0.141 | 68.75 | 72.05 | 77.55 | 0 | Schwarz | weiß/glas | 37 | 888 | 15 Jahre | 88,85 % / 30 Jahre | 24.8% | 1954x1134x30mm | PV panel AIKO NEOSTAR 3P60 A-MCE60Dw 550Wp | https://solsol.cz/de/plu/130551 | TOPCON ABC Doppelglas
Panel | AIKO | TOPCON ABC Einzelglas | PV PANEL AIKO COMET 1N A600-MAH72Mw 600Wp SLV | 130600 | 600 | 0.116 | 0.122 | 0.132 | 69.6 | 73.2 | 79.2 | 69 | Silber | Weiß | 36 | 720 | 15 Jahre | 88,85 % / 30 Jahre | 23.2% | 2278x1134x35mm | PV PANEL AIKO COMET 1N A600-MAH72Mw 600Wp SLV | https://solsol.cz/de/plu/130600 | TOPCON ABC Einzelglas
Panel | AIKO | TOPCON ABC Einzelglas | PV panel AIKO A610-MAH-72Mw 610Wp SLV 660 pcs/container | 130613 | 610 | 0.107 | 0.112 | 0.122 | 65.27 | 68.32 | 74.42 | 718 | Silber | Weiß | 31 | 660 | 15 Jahre | 88,8 % / 30 Jahre | 23.6% | 2278x1134x35mm | PV panel AIKO A610-MAH-72Mw 610Wp SLV 660 pcs/container | https://solsol.cz/de/plu/130613 | TOPCON ABC Einzelglas
Panel | AIKO | TOPCON ABC Doppelglas | AIKO Stellar 1N+ AIKO-G-MCH72Dw 640W SLV | 130640 | 640 | 0.101 | 0.107 | 0.117 | 64.64 | 68.48 | 74.88 | 831 | Silber | Weiß | 36 | 684 | 25 Jahre 15? | 88,85 % / 30 Jahre | 23.7% | 2382x1134x30mm | AIKO Stellar 1N+ AIKO-G-MCH72Dw 640W SLV | https://solsol.cz/de/plu/130640 | TOPCON ABC Doppelglas
Panel | AIKO | TOPCON ABC Doppelglas | PV panel AIKO Stellar 1N+ G-MCH72Dw 645Wp SLV | 130641 | 645 | 0.108 | 0.114 | 0.124 | 69.66 | 73.53 | 79.98 | 10 | Silber | Weiß | 36 | 720 | 25 Jahre 15? | 88,85 % / 30 Jahre | 23.7% | 2382x1134x30mm | PV panel AIKO Stellar 1N+ G-MCH72Dw 645Wp SLV | https://solsol.cz/de/plu/130641 | TOPCON ABC Doppelglas
Panel | AIKO | ABC Doppelglas | PV panel AIKO Stellar 1N+ AIKO-G-MCH72Dw 650W SLV | 130651 | 650 | 0.113 | 0.119 | 0.129 | 73.45 | 77.35 | 83.85 | 1621 | Silber | weiß/glas | 36 | 684 | 15 Jahre | 88,85 % / 30 Jahre | 24.1% | 2382x1134x30mm | PV panel AIKO Stellar 1N+ AIKO-G-MCH72Dw 650W SLV | https://solsol.cz/de/plu/130651 | ABC Doppelglas
Panel | AIKO | ABC Doppelglas | PV panel AIKO Stellar 1N+ G650-MCH72Dw 650Wp SLV 720 pcs/container (short cable) | 130652 | 650 | 0.113 | 0.119 | 0.129 | 73.45 | 77.35 | 83.85 | 3622 | Silber | weiß/glas | 36 | 720 | 15 Jahre | 88,85 % / 30 Jahre | 24.1% | 2382x1134x30mm | PV panel AIKO Stellar 1N+ G650-MCH72Dw 650Wp SLV 720 pcs/container (short cable) | https://solsol.cz/de/plu/130651 | ABC Doppelglas
Panel | QN SOLAR | PERC | PV panel Qnsolar QNM182-HS54 SLV 410Wp 30 mm | 131411 | 410 | 0.1 | 0.105 | 0.115 | 41 | 43.05 | 47.15 | 73 | Silber | Weiß | 36 | 936 | 12 Jahre | 84,8 % / 25 Jahre | 21% | 1722x1134x30mm | PV panel Qnsolar QNM182-HS54 SLV 410Wp 30 mm | https://solsol.cz/de/plu/131411 | PERC
Panel | QN SOLAR | TOPCON | PV panel Qnsolar QNN182-HS470-60 BF 470Wp 35 mm | 131470 | 470 | 0.104 | 0.11 | 0.12 | 48.88 | 51.7 | 56.4 | 1932 | Schwarz | Weiß | 31 | 744 | 15 Jahre | 87,4 % / 30 Jahre | 21.72% | 1908x1134x35mm | PV panel Qnsolar QNN182-HS470-60 BF 470Wp 35 mm | https://solsol.cz/de/plu/131470 | TOPCON
Panel | Growatt | PERC | PV panel Growatt portable 200W | 109200 | 200 | 1.195 | 1.195 | 1.195 | 239 | 239 | 239 | 4 | 0 | 0 | 0 | 0 | 0 | 0 | 0% | 0 | PV panel Growatt portable 200W | https://solsol.cz/de/plu/109200 | PERC
Panel | SOLSOL | Tragbares Panel | PV panel SOLSOL LL-YT100W portable panel | 120101 | 100 | 0.665 | 0.665 | 0.665 | 66.5 | 66.5 | 66.5 | 182 | Schwarz | Schwarz | 0 | 0 | 2 Jahre | 0 | 0% | 0 | PV panel SOLSOL LL-YT100W portable panel | https://solsol.cz/de/plu/120101 | Tragbares Panel
Residential inverters/batteries | LEAPTON | TOPCON bifazial | PV panel Leapton LP182*199 M66 NB 580Wp | 135580 | 580 | 0.101 | 0.107 | 0.117 | 58.58 | 62.06 | 67.86 | 36 | Silber | weiß/glas | 36 | 720 | 25 Jahre | 87,4 % / 30 Jahre | 22.44% | 2279x1134x30mm | PV panel Leapton LP182*199 M66 NB 580Wp | https://solsol.cz/de/plu/135580 | TOPCON bifazial
Residential inverters/batteries | AEG | Hybrid-Wechselrichter | AEG inverter AS-ICH02-8000-2/HV | 201081 | 8 |  |  | 1522.4 |  |  |  | 4 | 0 | 0 | 0 | 0 | 5 | 0 | 0% | 0 | AEG inverter AS-ICH02-8000-2/HV | https://solsol.cz/de/plu/201081 | Hybrid-Wechselrichter
Residential inverters/batteries | AEG | Hybrid-Wechselrichter | AEG inverter AS-ICH02-10000-2/HV | 201101 | 10 |  |  | 1155 |  |  |  | 72 | 0 | 0 | 0 | 0 | 5 | 0 | 0% | 0 | AEG inverter AS-ICH02-10000-2/HV | https://solsol.cz/de/plu/201101 | Hybrid-Wechselrichter
Residential inverters/batteries | AEG | Hybrid-Wechselrichter | AEG inverter set AS-ICH02-10000-2/HV + AEG AS-BBH1-10000/HV V2 | 201001 | 0 |  |  | 3110 |  |  |  | 0 | 0 | 0 | 0 | 0 | 5 | 0 | 0% | 0 | AEG inverter set AS-ICH02-10000-2/HV + AEG AS-BBH1-10000/HV V2 | https://solsol.cz/de/plu/201001 | Hybrid-Wechselrichter
Residential inverters/batteries | AEG | Batterie | AEG AS-BBH1-10000/HV | 301100 | 10 |  |  | 1784.16 |  |  |  | 9 | 0 | 0 | 0 | 0 | 10 | 0 | 0% | 0 | AEG AS-BBH1-10000/HV | https://solsol.cz/de/plu/301100 | Batterie
Residential inverters/batteries | AEG | Batterie | AEG AS-BBH1-10000/HV V2 | 301102 | 10 |  |  | 1955 |  |  |  | 0 | 0 | 0 | 0 | 0 | 10 | 0 | 0% | 0 | AEG AS-BBH1-10000/HV V2 | https://solsol.cz/de/plu/301102 | Batterie
Residential inverters/batteries | AEG | Zubehör | AEG AS-BAC1-4/HV parallel box | 501012 | 0 |  |  | 78.55 |  |  |  | 0 | 0 | 0 | 0 | 0 | 2 | 0 | 0% | 0 | AEG AS-BAC1-4/HV parallel box | https://solsol.cz/de/plu/501012 | Zubehör
Residential inverters/batteries | AEG | Zubehör | AEG WIFI STICK | 501022 | 0 |  |  | 0.01 |  |  |  | 0 | 0 | 0 | 0 | 0 | 2 | 0 | 0% | 0 | AEG WIFI STICK | https://solsol.cz/de/plu/501022 | Zubehör
Residential inverters/batteries | AEG | Zubehör | Soluna HV Parallel Box | 501015 | 0 |  |  | 65.55 |  |  |  | 5 | 0 | 0 | 0 | 0 | 2 | 0 | 0% | 0 | Soluna HV Parallel Box | https://solsol.cz/de/plu/501015 | Zubehör
Residential inverters/batteries | AEG | Zubehör | Soluna WIFI STICK | 501023 | 0 |  |  | 13 |  |  |  | 9 | 0 | 0 | 0 | 0 | 2 | 0 | 0% | 0 | Soluna WIFI STICK | https://solsol.cz/de/plu/501023 | Zubehör
Residential inverters/batteries | Argos | Zubehör | Solar cable H1Z2Z2-K BLACK 1x6.0mm² | 502043 | 0 |  |  | 390.5 |  |  |  | 6500 | 0 | 0 | 0 | 0 | 2 | 0 | 0% | 0 | Solar cable H1Z2Z2-K BLACK 1x6.0mm² | https://solsol.cz/de/plu/502043 | Zubehör
Residential inverters/batteries | Argos | Zubehör | Solar cable H1Z2Z2-K RED 1x6.0mm² | 502023 | 0 |  |  | 365.2 |  |  |  | 22500 | 0 | 0 | 0 | 0 | 2 | 0 | 0% | 0 | Solar cable H1Z2Z2-K RED 1x6.0mm² | https://solsol.cz/de/plu/502023 | Zubehör
Residential inverters/batteries | A-Z Traders | Verteilerkasten | R-FVE-G1 T1+T2 | 823301 | 0 |  |  | 264.06 |  |  |  | 47 | 0 | 0 | 0 | 0 | 2 | 0 | 0% | 0 | R-FVE-G1 T1+T2 | https://solsol.cz/de/plu/823301 | Verteilerkasten
Residential inverters/batteries | A-Z Traders | Verteilerkasten | R-FVE-G2 T1+T2 | 823302 | 0 |  |  | 378.13 |  |  |  | 49 | 0 | 0 | 0 | 0 | 2 | 0 | 0% | 0 | R-FVE-G2 T1+T2 | https://solsol.cz/de/plu/823302 | Verteilerkasten
Residential inverters/batteries | A-Z Traders | Verteilerkasten | R-FVE-A40-1 with AC surge arrester T1+T2 | 823303 | 0 |  |  | 680.56 |  |  |  | 0 | 0 | 0 | 0 | 0 | 2 | 0 | 0% | 0 | R-FVE-A40-1 with AC surge arrester T1+T2 | https://solsol.cz/de/plu/823303 | Verteilerkasten
Residential inverters/batteries | A-Z Traders | Verteilerkasten | R-FVE-A40-1 without AC surge arrester T1+T2 | 823304 | 0 |  |  | 359.38 |  |  |  | 31 | 0 | 0 | 0 | 0 | 2 | 0 | 0% | 0 | R-FVE-A40-1 without AC surge arrester T1+T2 | https://solsol.cz/de/plu/823304 | Verteilerkasten
Residential inverters/batteries | A-Z Traders | Verteilerkasten | R-FVE-A40-2 | 823101 | 0 |  |  | 85.94 |  |  |  | 26 | 0 | 0 | 0 | 0 | 2 | 0 | 0% | 0 | R-FVE-A40-2 | https://solsol.cz/de/plu/823101 | Verteilerkasten
Residential inverters/batteries | A-Z Traders | Verteilerkasten | BOX T1+T2 | 823401 | 0 |  |  | 95.31 |  |  |  | 84 | 0 | 0 | 0 | 0 | 2 | 0 | 0% | 0 | BOX T1+T2 | https://solsol.cz/de/plu/823401 | Verteilerkasten
Residential inverters/batteries | A-Z Traders | Verteilerkasten | A-Z distribution board DC1, T1 up to 500V | 823201 | 0 |  |  | 45.39 |  |  |  | 139 | 0 | 0 | 0 | 0 | 0 | 0 | 0% | 0 | A-Z distribution board DC1, T1 up to 500V | https://solsol.cz/de/plu/823201 | Verteilerkasten
Residential inverters/batteries | A-Z Traders | Verteilerkasten | AZTrouter SMART 3F | 523101 | 0 |  |  | 343.75 |  |  |  | 0 | 0 | 0 | 0 | 0 | 2 | 0 | 0% | 0 | AZTrouter SMART 3F | https://solsol.cz/de/plu/523101 | Verteilerkasten
Residential inverters/batteries | A-Z Traders | Zubehör | A-Z WATER INVERTER | 923000 | 0 |  |  | 164 |  |  |  | 205 | 0 | 0 | 0 | 0 | 2 | 0 | 0% | 0 | A-Z WATER INVERTER | https://solsol.cz/de/plu/923000 | Zubehör
Residential inverters/batteries | EcoFlow | Batterie | EcoFlow PowerOcean Battery 5kWh | 343050 | 0 |  |  | 1311.45 |  |  |  | 1 | 0 | 0 | 0 | 0 | 15 | 0 | 0% | 0 | EcoFlow PowerOcean Battery 5kWh | https://solsol.cz/de/plu/343050 | Batterie
Residential inverters/batteries | EcoFlow | Zubehör | EcoFlow PowerOcean Base & Junction Box | 543012 | 0 |  |  | 433.65 |  |  |  | 0 | 0 | 0 | 0 | 0 | 0 | 0 | 0% | 0 | EcoFlow PowerOcean Base & Junction Box | https://solsol.cz/de/plu/543012 | Zubehör
Residential inverters/batteries | EcoFlow | Zubehör | EcoFlow PowerOcean Battery Base | 543022 | 0 |  |  | 174.3 |  |  |  | 1 | 0 | 0 | 0 | 0 | 0 | 0 | 0% | 0 | EcoFlow PowerOcean Battery Base | https://solsol.cz/de/plu/543022 | Zubehör
Residential inverters/batteries | EcoFlow | Zubehör | EcoFlow PowerOcean DC Fit Converter | 543011 | 0 |  |  | 767.55 |  |  |  | 1 | 0 | 0 | 0 | 0 | 0 | 0 | 0% | 0 | EcoFlow PowerOcean DC Fit Converter | https://solsol.cz/de/plu/543011 | Zubehör
Residential inverters/batteries | EcoFlow | Zubehör | EcoFlow SET PowerOcean DC Fit 10kWh Kit | 343001 | 0 |  |  | 3564.75 |  |  |  | 0 | 0 | 0 | 0 | 0 | 0 | 0 | 0% | 0 | EcoFlow SET PowerOcean DC Fit 10kWh Kit | https://solsol.cz/de/plu/343001 | Zubehör
Residential inverters/batteries | Phoenix Contact | Verteilerkasten | DC BOX PHOENIX SOL-SC-1ST-0-DC-1MPPT | 820204 | 0 |  |  | 134.29 |  |  |  | 0 | 0 | 0 | 0 | 0 | 2 | 0 | 0% | 0 | DC BOX PHOENIX SOL-SC-1ST-0-DC-1MPPT | https://solsol.cz/de/plu/820204 | Verteilerkasten
Residential inverters/batteries | Phoenix Contact | Verteilerkasten | DC BOX PHOENIX SOL-SC-3ST-0-DC-1MPPT | 820203 | 0 |  |  | 178.14 |  |  |  | 42 | 0 | 0 | 0 | 0 | 2 | 0 | 0% | 0 | DC BOX PHOENIX SOL-SC-3ST-0-DC-1MPPT | https://solsol.cz/de/plu/820203 | Verteilerkasten
Residential inverters/batteries | Staubli | Zubehör | MC4 connectors 32.0017P0001-UR | 514025 | 0 |  |  | 0.67 |  |  |  | 1167 | 0 | 0 | 0 | 0 | 2 | 0 | 0% | 0 | MC4 connectors 32.0017P0001-UR | https://solsol.cz/de/plu/514025 | Zubehör
Residential inverters/batteries | Staubli | Zubehör | MC4 connectors 32.0016P0001-UR | 514015 | 0 |  |  | 0.88 |  |  |  | 1167 | 0 | 0 | 0 | 0 | 2 | 0 | 0% | 0 | MC4 connectors 32.0016P0001-UR | https://solsol.cz/de/plu/514015 | Zubehör
Residential inverters/batteries | Goodwe | Hybrid-Wechselrichter | GoodWe GW8K-ET | 208081 | 8 |  |  | 1265.34 |  |  |  | 4 | 0 | 0 | 0 | 0 | 5 | 0 | 0% | 0 | GoodWe GW8K-ET | https://solsol.cz/de/plu/208081 | Hybrid-Wechselrichter
Residential inverters/batteries | Goodwe | Hybrid-Wechselrichter | GoodWe GW10K-ET | 208101 | 10 |  |  | 799 |  |  |  | 32 | 0 | 0 | 0 | 0 | 5 | 0 | 0% | 0 | GoodWe GW10K-ET | https://solsol.cz/de/plu/208101 | Hybrid-Wechselrichter
Residential inverters/batteries | Goodwe | Hybrid-Wechselrichter | GoodWe GW10KN-ET | 208102 | 10 |  |  | 876.02 |  |  |  | 76 | 0 | 0 | 0 | 0 | 5 | 0 | 0% | 0 | GoodWe GW10KN-ET | https://solsol.cz/de/plu/208102 | Hybrid-Wechselrichter
Residential inverters/batteries | Goodwe | Hybrid-Wechselrichter | GoodWe GW15K-ET | 208150 | 15 |  |  | 1999 |  |  |  | 5 | 0 | 0 | 0 | 0 | 5 | 0 | 0% | 0 | GoodWe GW15K-ET | https://solsol.cz/de/plu/208150 | Hybrid-Wechselrichter
Residential inverters/batteries | Goodwe | Hybrid-Wechselrichter | GoodWe SET GoodWe GW10KN-ET + AEG AS-BBH1-10000/HV V2 | 208006 | 10 |  |  | 2831.02 |  |  |  | 0 | 0 | 0 | 0 | 0 | 5 | 0 | 0% | 0 | GoodWe SET GoodWe GW10KN-ET + AEG AS-BBH1-10000/HV V2 | https://solsol.cz/de/plu/208006 | Hybrid-Wechselrichter
Residential inverters/batteries | Goodwe | Hybrid-Wechselrichter | GoodWe SET GoodWe GW10KN-ET + AEG AS-BBH1-10000/HV | 208007 | 0 |  |  | 2660.18 |  |  |  | 0 | 0 | 0 | 0 | 0 | 0 | 0 | 0% | 0 | GoodWe SET GoodWe GW10KN-ET + AEG AS-BBH1-10000/HV | https://solsol.cz/de/plu/208007 | Hybrid-Wechselrichter
Residential inverters/batteries | Goodwe | Zubehör | GoodWe Smart Meter GM3000 | 508101 | 0 |  |  | 133.55 |  |  |  | 2 | 0 | 0 | 0 | 0 | 2 | 0 | 0% | 0 | GoodWe Smart Meter GM3000 | https://solsol.cz/de/plu/508101 | Zubehör
Residential inverters/batteries | Goodwe | Zubehör | GoodWe Data Logging Stick WiFi/LAN | 508103 | 0 |  |  | 33.48 |  |  |  | 3 | 0 | 0 | 0 | 0 | 2 | 0 | 0% | 0 | GoodWe Data Logging Stick WiFi/LAN | https://solsol.cz/de/plu/508103 | Zubehör
Residential inverters/batteries | Goodwe | Zubehör | GoodWe Data Logging Stick WiFi/LAN/BT | 508105 | 0 |  |  | 29.66 |  |  |  | 8 | 0 | 0 | 0 | 0 | 2 | 0 | 0% | 0 | GoodWe Data Logging Stick WiFi/LAN/BT | https://solsol.cz/de/plu/508105 | Zubehör
Residential inverters/batteries | Growatt | Einphasenwechselrichter | Growatt microinverter NEO 800M-X (WIFI) | 209080 | 0.8 |  |  | 64.9 |  |  |  | 36 | 0 | 0 | 0 | 0 | 12 | 0 | 0% | 0 | Growatt microinverter NEO 800M-X (WIFI) | https://solsol.cz/de/plu/209080 | Einphasenwechselrichter
Residential inverters/batteries | Growatt | Einphasenwechselrichter | Growatt SET NEO 800M-X + Power cord 5m + Growatt Noah 2000 | 209039 | 0.8 |  |  | 497.53 |  |  |  | 0 | 0 | 0 | 0 | 0 | 0 | 0 | 0% | 0 | Growatt SET NEO 800M-X + Power cord 5m + Growatt Noah 2000 | https://solsol.cz/de/plu/209039 | Einphasenwechselrichter
Residential inverters/batteries | Growatt | Einphasenwechselrichter | Growatt MIC2000TL-X | 209020 | 2 |  |  | 111.1 |  |  |  | 0 | 0 | 0 | 0 | 0 | 10 | 0 | 0% | 0 | Growatt MIC2000TL-X | https://solsol.cz/de/plu/209020 | Einphasenwechselrichter
Residential inverters/batteries | Growatt | Einphasenwechselrichter | Growatt MIC2500TL-X | 209021 | 2.5 |  |  | 290.4 |  |  |  | 0 | 0 | 0 | 0 | 0 | 10 | 0 | 0% | 0 | Growatt MIC2500TL-X | https://solsol.cz/de/plu/209021 | Einphasenwechselrichter
Residential inverters/batteries | Growatt | Einphasenwechselrichter | Growatt MIN2500TL-X | 209022 | 2.5 |  |  | 249 |  |  |  | 0 | 0 | 0 | 0 | 0 | 10 | 0 | 0% | 0 | Growatt MIN2500TL-X | https://solsol.cz/de/plu/209022 | Einphasenwechselrichter
Residential inverters/batteries | Growatt | Einphasenwechselrichter | Growatt MIC3300TL-X | 209031 | 3 |  |  | 343.2 |  |  |  | 5 | 0 | 0 | 0 | 0 | 10 | 0 | 0% | 0 | Growatt MIC3300TL-X | https://solsol.cz/de/plu/209031 | Einphasenwechselrichter
Residential inverters/batteries | Growatt | Einphasenwechselrichter | Growatt MIN3600TL-XE | 209032 | 3 |  |  | 431.2 |  |  |  | 64 | 0 | 0 | 0 | 0 | 10 | 0 | 0% | 0 | Growatt MIN3600TL-XE | https://solsol.cz/de/plu/209032 | Einphasenwechselrichter
Residential inverters/batteries | Growatt | Einphasenwechselrichter | Growatt MIN4200TL-XH | 209040 | 4.2 |  |  | 484 |  |  |  | 3 | 0 | 0 | 0 | 0 | 10 | 0 | 0% | 0 | Growatt MIN4200TL-XH | https://solsol.cz/de/plu/209040 | Einphasenwechselrichter
Residential inverters/batteries | Growatt | Einphasenwechselrichter | Growatt MIN6000TL-XH | 209060 | 6 |  |  | 555.5 |  |  |  | 0 | 0 | 0 | 0 | 0 | 10 | 0 | 0% | 0 | Growatt MIN6000TL-XH | https://solsol.cz/de/plu/209060 | Einphasenwechselrichter
Residential inverters/batteries | Growatt | Einphasenwechselrichter | Growatt SET MIN6000TL-XH 7.5 kWh battery | 209038 | 6 |  |  | 2209.2 |  |  |  | 0 | 0 | 0 | 0 | 0 | 0 | 0 | 0% | 0 | Growatt SET MIN6000TL-XH 7.5 kWh battery | https://solsol.cz/de/plu/209038 | Einphasenwechselrichter
Residential inverters/batteries | Growatt | Dreiphasenwechselrichter | Growatt MOD5000TL3-X | 209052 | 5 |  |  | 522.5 |  |  |  | 1 | 0 | 0 | 0 | 0 | 10 | 0 | 0% | 0 | Growatt MOD5000TL3-X | https://solsol.cz/de/plu/209052 | Dreiphasenwechselrichter
Residential inverters/batteries | Growatt | Dreiphasenwechselrichter | Growatt MOD8000TL3-X | 209082 | 8 |  |  | 564.3 |  |  |  | 0 | 0 | 0 | 0 | 0 | 10 | 0 | 0% | 0 | Growatt MOD8000TL3-X | https://solsol.cz/de/plu/209082 | Dreiphasenwechselrichter
Residential inverters/batteries | Growatt | Dreiphasenwechselrichter | Growatt MOD10KTL3-XH | 209105 | 10 |  |  | 892.5 |  |  |  | 1 | 0 | 0 | 0 | 0 | 10 | 0 | 0% | 0 | Growatt MOD10KTL3-XH | https://solsol.cz/de/plu/209105 | Dreiphasenwechselrichter
Residential inverters/batteries | Growatt | Dreiphasenwechselrichter | Growatt MOD15KTL3-X | 209152 | 15 |  |  | 790.9 |  |  |  | 9 | 0 | 0 | 0 | 0 | 10 | 0 | 0% | 0 | Growatt MOD15KTL3-X | https://solsol.cz/de/plu/209152 | Dreiphasenwechselrichter
Residential inverters/batteries | Growatt | Dreiphasenwechselrichter | Growatt MID20KTL3-X | 209201 | 20 |  |  | 867.9 |  |  |  | 4 | 0 | 0 | 0 | 0 | 10 | 0 | 0% | 0 | Growatt MID20KTL3-X | https://solsol.cz/de/plu/209201 | Dreiphasenwechselrichter
Residential inverters/batteries | Growatt | Dreiphasenwechselrichter | Growatt MID25KTL3-X1 | 209251 | 25 |  |  | 345 |  |  |  | 219 | 0 | 0 | 0 | 0 | 5 | 0 | 0% | 0 | Growatt MID25KTL3-X1 | https://solsol.cz/de/plu/209251 | Dreiphasenwechselrichter
Commercial inverters/batteries | Growatt | Dreiphasenwechselrichter | Growatt MID30KTL3-X | 209301 | 30 |  |  | 986.7 |  |  |  | 2 | 0 | 0 | 0 | 0 | 5 | 0 | 0% | 0 | Growatt MID30KTL3-X | https://solsol.cz/de/plu/209301 | Dreiphasenwechselrichter
Commercial inverters/batteries | Growatt | Dreiphasenwechselrichter | Growatt MID36KTL3-X | 209361 | 36 |  |  | 1088.85 |  |  |  | 2 | 0 | 0 | 0 | 0 | 5 | 0 | 0% | 0 | Growatt MID36KTL3-X | https://solsol.cz/de/plu/209361 | Dreiphasenwechselrichter
Commercial inverters/batteries | Growatt | Dreiphasenwechselrichter | Growatt MID40KTL3-X | 209400 | 40 |  |  | 1196.37 |  |  |  | 3 | 0 | 0 | 0 | 0 | 5 | 0 | 0% | 0 | Growatt MID40KTL3-X | https://solsol.cz/de/plu/209400 | Dreiphasenwechselrichter
Commercial inverters/batteries | Growatt | Dreiphasenwechselrichter | Growatt MID50KTL3-X2 | 209503 | 50 |  |  | 1258.4 |  |  |  | 7 | 0 | 0 | 0 | 0 | 5 | 0 | 0% | 0 | Growatt MID50KTL3-X2 | https://solsol.cz/de/plu/209503 | Dreiphasenwechselrichter
Commercial inverters/batteries | Growatt | Dreiphasenwechselrichter | Growatt MAX 80 KTL3 LV | 209801 | 80 |  |  | 1782 |  |  |  | 2 | 0 | 0 | 0 | 0 | 5 | 0 | 0% | 0 | Growatt MAX 80 KTL3 LV | https://solsol.cz/de/plu/209801 | Dreiphasenwechselrichter
Commercial inverters/batteries | Growatt | Dreiphasenwechselrichter | Growatt MAX 80 KTL3 LV / 10-year warranty | 209802 | 80 |  |  | 2134 |  |  |  | 15 | 0 | 0 | 0 | 0 | 10 | 0 | 0% | 0 | Growatt MAX 80 KTL3 LV / 10-year warranty | https://solsol.cz/de/plu/209802 | Dreiphasenwechselrichter
Commercial inverters/batteries | Growatt | Dreiphasenwechselrichter | Growatt MAX 100 KTL3-X LV | 209012 | 100 |  |  | 2002 |  |  |  | 29 | 0 | 0 | 0 | 0 | 5 | 0 | 0% | 0 | Growatt MAX 100 KTL3-X LV | https://solsol.cz/de/plu/209012 | Dreiphasenwechselrichter
Commercial inverters/batteries | Growatt | Dreiphasenwechselrichter | Growatt MAX 100 KTL3-X LV / 10-year warranty | 209090 | 0 |  |  | 2398 |  |  |  | 3 | 0 | 0 | 0 | 0 | 10 | 0 | 0% | 0 | Growatt MAX 100 KTL3-X LV / 10-year warranty | https://solsol.cz/de/plu/209090 | Dreiphasenwechselrichter
Commercial inverters/batteries | Growatt | Dreiphasenwechselrichter | Growatt MAX 110 KTL3-X LV | 209013 | 110 |  |  | 2167 |  |  |  | 0 | 0 | 0 | 0 | 0 | 5 | 0 | 0% | 0 | Growatt MAX 110 KTL3-X LV | https://solsol.cz/de/plu/209013 | Dreiphasenwechselrichter
Commercial inverters/batteries | Growatt | Dreiphasenwechselrichter | Growatt MAX 120 KTL3-X LV | 209014 | 120 |  |  | 2332 |  |  |  | 0 | 0 | 0 | 0 | 0 | 5 | 0 | 0% | 0 | Growatt MAX 120 KTL3-X LV | https://solsol.cz/de/plu/209014 | Dreiphasenwechselrichter
Commercial inverters/batteries | Growatt | Dreiphasenwechselrichter | Growatt MAX 125 KTL3-X LV | 209015 | 125 |  |  | 2442 |  |  |  | 2 | 0 | 0 | 0 | 0 | 5 | 0 | 0% | 0 | Growatt MAX 125 KTL3-X LV | https://solsol.cz/de/plu/209015 | Dreiphasenwechselrichter
Residential inverters/batteries | Growatt | Inselwechselrichter | Growatt SPF3500ES | 209030 | 3.5 |  |  | 350.9 |  |  |  | -8 | 0 | 0 | 0 | 0 | 2 | 0 | 0% | 0 | Growatt SPF3500ES | https://solsol.cz/de/plu/209030 | Inselwechselrichter
Residential inverters/batteries | Growatt | Inselwechselrichter | Growatt SPF6000ES PLUS (WIFI) | 209061 | 6 |  |  | 342.1 |  |  |  | 8 | 0 | 0 | 0 | 0 | 2 | 0 | 0% | 0 | Growatt SPF6000ES PLUS (WIFI) | https://solsol.cz/de/plu/209061 | Inselwechselrichter
Residential inverters/batteries | Growatt | Dreiphasenwechselrichter | Growatt SPE 6000 TLHVM-G2 | 209062 | 6 |  |  | 460.1 |  |  |  | 60 | 0 | 0 | 0 | 0 | 5 | 0 | 0% | 0 | Growatt SPE 6000 TLHVM-G2 | https://solsol.cz/de/plu/209062 | Dreiphasenwechselrichter
Residential inverters/batteries | Growatt | Batterie | Growatt Hope 5.0L-B1 | 309054 | 5 |  |  | 553.3 |  |  |  | 43 | 0 | 0 | 0 | 0 | 5 | 0 | 0% | 0 | Growatt Hope 5.0L-B1 | https://solsol.cz/de/plu/309054 | Batterie
Residential inverters/batteries | Growatt | Batterie | Growatt HOPE5.0L-B1 Kit | 509502 | 0 |  |  | 28.6 |  |  |  | 43 | 0 | 0 | 0 | 0 | 1 | 0 | 0% | 0 | Growatt HOPE5.0L-B1 Kit | https://solsol.cz/de/plu/509502 | Batterie
Residential inverters/batteries | Growatt | Batterie | Growatt AXE 5.0L C1 battery | 309051 | 0 |  |  | 610.5 |  |  |  | -1 | 0 | 0 | 0 | 0 | 0 | 0 | 0% | 0 | Growatt AXE 5.0L C1 battery | https://solsol.cz/de/plu/309051 | Batterie
Residential inverters/batteries | Growatt | Batterie | Growatt AXE 5.0L Battery Cable + Base | 509024 | 0 |  |  | 51.7 |  |  |  | 7 | 0 | 0 | 0 | 0 | 0 | 0 | 0% | 0 | Growatt AXE 5.0L Battery Cable + Base | https://solsol.cz/de/plu/509024 | Batterie
Residential inverters/batteries | Growatt | Hybrid-Wechselrichter | Growatt SPH3600TL BL-UP | 209036 | 3.6 |  |  | 649 |  |  |  | 3 | 0 | 0 | 0 | 0 | 10 | 0 | 0% | 0 | Growatt SPH3600TL BL-UP | https://solsol.cz/de/plu/209036 | Hybrid-Wechselrichter
Residential inverters/batteries | Growatt | Hybrid-Wechselrichter | Growatt SPH5000TL3 BH-UP | 209051 | 5 |  |  | 871.2 |  |  |  | 37 | 0 | 0 | 0 | 0 | 10 | 0 | 0% | 0 | Growatt SPH5000TL3 BH-UP | https://solsol.cz/de/plu/209051 | Hybrid-Wechselrichter
Residential inverters/batteries | Growatt | Hybrid-Wechselrichter | Growatt SPH8000TL3 BH-UP | 209081 | 8 |  |  | 955.9 |  |  |  | 17 | 0 | 0 | 0 | 0 | 10 | 0 | 0% | 0 | Growatt SPH8000TL3 BH-UP | https://solsol.cz/de/plu/209081 | Hybrid-Wechselrichter
Residential inverters/batteries | Growatt | Hybrid-Wechselrichter | Growatt SPH10000TL3 BH-UP | 209101 | 10 |  |  | 992.96 |  |  |  | 302 | 0 | 0 | 0 | 0 | 10 | 0 | 0% | 0 | Growatt SPH10000TL3 BH-UP | https://solsol.cz/de/plu/209101 | Hybrid-Wechselrichter
Residential inverters/batteries | Growatt | Batterie | Growatt ARK 2.5H-A1 | 309021 | 0 |  |  | 465.15 |  |  |  | 212 | 0 | 0 | 0 | 0 | 10 | 0 | 0% | 0 | Growatt ARK 2.5H-A1 | https://solsol.cz/de/plu/309021 | Batterie
Residential inverters/batteries | Growatt | Batterie | Growatt ARK 2.5H-A2 | 309023 | 0 |  |  | 462.15 |  |  |  | 324 | 0 | 0 | 0 | 0 | 10 | 0 | 0% | 0 | Growatt ARK 2.5H-A2 | https://solsol.cz/de/plu/309023 | Batterie
Residential inverters/batteries | Growatt | Batterie | Growatt ARK 2.5H-A1 Cable | 509022 | 0 |  |  | 27.3 |  |  |  | 54 | 0 | 0 | 0 | 0 | 2 | 0 | 0% | 0 | Growatt ARK 2.5H-A1 Cable | https://solsol.cz/de/plu/509022 | Batterie
Residential inverters/batteries | Growatt | Batterie | Growatt XH ARK 2.5H-A1 Cable | 509028 | 0 |  |  | 28.6 |  |  |  | 0 | 0 | 0 | 0 | 0 | 0 | 0 | 0% | 0 | Growatt XH ARK 2.5H-A1 Cable | https://solsol.cz/de/plu/509028 | Batterie
Residential inverters/batteries | Growatt | Batterie | Growatt ARK 2.5H-A1 BMS (HVC60050-A1) | 309001 | 0 |  |  | 191.36 |  |  |  | 44 | 0 | 0 | 0 | 0 | 10 | 0 | 0% | 0 | Growatt ARK 2.5H-A1 BMS (HVC60050-A1) | https://solsol.cz/de/plu/309001 | Batterie
Residential inverters/batteries | Growatt | Batterie | Growatt ARK 2.5H-A2 BMS (HVC60050-C2) + ARK cable | 309009 | 0 |  |  | 224 |  |  |  | 140 | 0 | 0 | 0 | 0 | 10 | 0 | 0% | 0 | Growatt ARK 2.5H-A2 BMS (HVC60050-C2) + ARK cable | https://solsol.cz/de/plu/309009 | Batterie
Residential inverters/batteries | Growatt | Batterie | Growatt ARK 2.5H-A1 Base | 509012 | 0 |  |  | 28 |  |  |  | 80 | 0 | 0 | 0 | 0 | 2 | 0 | 0% | 0 | Growatt ARK 2.5H-A1 Base | https://solsol.cz/de/plu/509012 | Batterie
Residential inverters/batteries | Growatt | Batterie | Growatt ARK 2.5H-A1 Series Cable | 509032 | 0 |  |  | 44.8 |  |  |  | 19 | 0 | 0 | 0 | 0 | 2 | 0 | 0% | 0 | Growatt ARK 2.5H-A1 Series Cable | https://solsol.cz/de/plu/509032 | Batterie
Residential inverters/batteries | Growatt | Zubehör | Growatt ARK Battery Wall Bracket | 509042 | 0 |  |  | 13.44 |  |  |  | 57 | 0 | 0 | 0 | 0 | 2 | 0 | 0% | 0 | Growatt ARK Battery Wall Bracket | https://solsol.cz/de/plu/509042 | Zubehör
Residential inverters/batteries | Growatt | Zubehör | Growatt APX Battery Wall Bracket | 509044 | 0 |  |  | 24.2 |  |  |  | 65 | 0 | 0 | 0 | 0 | 2 | 0 | 0% | 0 | Growatt APX Battery Wall Bracket | https://solsol.cz/de/plu/509044 | Zubehör
Residential inverters/batteries | Growatt | Zubehör | Growatt BDC 95045-A1 | 309002 | 0 |  |  | 185.9 |  |  |  | 3 | 0 | 0 | 0 | 0 | 0 | 0 | 0% | 0 | Growatt BDC 95045-A1 | https://solsol.cz/de/plu/309002 | Zubehör
Residential inverters/batteries | Growatt | Batterie | Growatt GBLI6532 6.5H | 309061 | 0 |  |  | 703.5 |  |  |  | 15 | 0 | 0 | 0 | 0 | 10 | 0 | 0% | 0 | Growatt GBLI6532 6.5H | https://solsol.cz/de/plu/309061 | Batterie
Residential inverters/batteries | Growatt | Batterie | Growatt GBLI6532 Cable | 509023 | 0 |  |  | 16 |  |  |  | 5 | 0 | 0 | 0 | 0 | 2 | 0 | 0% | 0 | Growatt GBLI6532 Cable | https://solsol.cz/de/plu/509023 | Batterie
Residential inverters/batteries | Growatt | Batterie | Growatt GBLI6532 Parallel cable | 509033 | 0 |  |  | 20 |  |  |  | 1 | 0 | 0 | 0 | 0 | 2 | 0 | 0% | 0 | Growatt GBLI6532 Parallel cable | https://solsol.cz/de/plu/509033 | Batterie
Residential inverters/batteries | Growatt | Batterie | Growatt SET SPH3600TL BL-UP 6.5 kWh battery | 209035 | 0 |  |  | 1472.25 |  |  |  | 0 | 0 | 0 | 0 | 0 | 0 | 0 | 0% | 0 | Growatt SET SPH3600TL BL-UP 6.5 kWh battery | https://solsol.cz/de/plu/209035 | Batterie
Residential inverters/batteries | Growatt | Hybrid-Wechselrichter-Set | Growatt SET SPH5000TL3 BH-UP, 7.5 kWh battery | 209006 | 5 |  |  | 2520.06 |  |  |  | 0 | 0 | 0 | 0 | 0 | 0 | 0 | 0% | 0 | Growatt SET SPH5000TL3 BH-UP, 7.5 kWh battery | https://solsol.cz/de/plu/209006 | Hybrid-Wechselrichter-Set
Residential inverters/batteries | Growatt | Hybrid-Wechselrichter-Set | Growatt SET SPH8000TL3 BH-UP, 7.5 kWh battery | 209007 | 8 |  |  | 2604.76 |  |  |  | 0 | 0 | 0 | 0 | 0 | 0 | 0 | 0% | 0 | Growatt SET SPH8000TL3 BH-UP, 7.5 kWh battery | https://solsol.cz/de/plu/209007 | Hybrid-Wechselrichter-Set
Residential inverters/batteries | Growatt | Hybrid-Wechselrichter-Set | Growatt SET SPH10000TL3 BH-UP, 10 kWh battery | 209008 | 10 |  |  | 3103.97 |  |  |  | 0 | 0 | 0 | 0 | 0 | 0 | 0 | 0% | 0 | Growatt SET SPH10000TL3 BH-UP, 10 kWh battery | https://solsol.cz/de/plu/209008 | Hybrid-Wechselrichter-Set
Residential inverters/batteries | Growatt | Hybrid-Wechselrichter-Set | Growatt SET SPH10000TL3 BH-UP, 10 kWh battery, distribution board R-FVE-A40-1 | 209046 | 10 |  |  | 3369.6 |  |  |  | 0 | 0 | 0 | 0 | 0 | 10 | 0 | 0% | 0 | Growatt SET SPH10000TL3 BH-UP, 10 kWh battery, distribution board R-FVE-A40-1 | https://solsol.cz/de/plu/209046 | Hybrid-Wechselrichter-Set
Residential inverters/batteries | Growatt | Hybrid-Wechselrichter | Growatt MOD10KTL3-XH (BP) | 209104 | 10 |  |  | 924 |  |  |  | 53 | 0 | 0 | 0 | 0 | 10 | 0 | 0% | 0 | Growatt MOD10KTL3-XH (BP) | https://solsol.cz/de/plu/209104 | Hybrid-Wechselrichter
Residential inverters/batteries | Growatt | Hybrid-Wechselrichter-Set | Growatt SET MOD10KTL3-XH BP, 10 kWh battery | 209001 | 10 |  |  | 3368.43 |  |  |  | 0 | 0 | 0 | 0 | 0 | 0 | 0 | 0% | 0 | Growatt SET MOD10KTL3-XH BP, 10 kWh battery | https://solsol.cz/de/plu/209001 | Hybrid-Wechselrichter-Set
Residential inverters/batteries | Growatt | Hybrid-Wechselrichter-Set | Growatt SET MOD10KTL3-XH BP, 10 kWh battery, SYN box | 209028 | 10 |  |  | 3679.73 |  |  |  | 0 | 0 | 0 | 0 | 0 | 0 | 0 | 0% | 0 | Growatt SET MOD10KTL3-XH BP, 10 kWh battery, SYN box | https://solsol.cz/de/plu/209028 | Hybrid-Wechselrichter-Set
Residential inverters/batteries | Growatt | Hybrid-Wechselrichter-Set | Growatt SET MOD10KTL3-XH BP, 15 kWh battery | 209002 | 10 |  |  | 4371.02 |  |  |  | 0 | 0 | 0 | 0 | 0 | 0 | 0 | 0% | 0 | Growatt SET MOD10KTL3-XH BP, 15 kWh battery | https://solsol.cz/de/plu/209002 | Hybrid-Wechselrichter-Set
Residential inverters/batteries | Growatt | Hybrid-Wechselrichter-Set | Growatt SET MOD10KTL3-XH BP, 20 kWh battery | 209003 | 10 |  |  | 5373.61 |  |  |  | 0 | 0 | 0 | 0 | 0 | 0 | 0 | 0% | 0 | Growatt SET MOD10KTL3-XH BP, 20 kWh battery | https://solsol.cz/de/plu/209003 | Hybrid-Wechselrichter-Set
Residential inverters/batteries | Growatt | Hybrid-Wechselrichter-Set | Growatt SET MOD10KTL3-XH BP, 25 kWh battery | 209004 | 10 |  |  | 6457.6 |  |  |  | 0 | 0 | 0 | 0 | 0 | 0 | 0 | 0% | 0 | Growatt SET MOD10KTL3-XH BP, 25 kWh battery | https://solsol.cz/de/plu/209004 | Hybrid-Wechselrichter-Set
Residential inverters/batteries | Growatt | Hybrid-Wechselrichter-Set | Growatt SET MOD10KTL3-XH BP, 30 kWh battery | 209005 | 10 |  |  | 7460.19 |  |  |  | 0 | 0 | 0 | 0 | 0 | 0 | 0 | 0% | 0 | Growatt SET MOD10KTL3-XH BP, 30 kWh battery | https://solsol.cz/de/plu/209005 | Hybrid-Wechselrichter-Set
Residential inverters/batteries | Growatt | Hybrid-Wechselrichter | Growatt WIT 10K-HU | 209107 | 10 |  |  | 1166 |  |  |  | 1 | 0 | 0 | 0 | 0 | 10 | 0 | 0% | 0 | Growatt WIT 10K-HU | https://solsol.cz/de/plu/209107 | Hybrid-Wechselrichter
Residential inverters/batteries | Growatt | Hybrid-Wechselrichter | Growatt WIT 15K-HU | 209154 | 15 |  |  | 1276 |  |  |  | 0 | 0 | 0 | 0 | 0 | 10 | 0 | 0% | 0 | Growatt WIT 15K-HU | https://solsol.cz/de/plu/209154 | Hybrid-Wechselrichter
Commercial inverters/batteries | Growatt | Hybrid-Wechselrichter-Set | Growatt SET WIT 10K-HU | 209047 | 10 |  |  | 2463.9 |  |  |  | 0 | 0 | 0 | 0 | 0 | 10 | 0 | 0% | 0 | Growatt SET WIT 10K-HU | https://solsol.cz/de/plu/209047 | Hybrid-Wechselrichter-Set
Commercial inverters/batteries | Growatt | Hybrid-Wechselrichter | Growatt MOD15KTL3-HU | 209153 | 15 |  |  | 1131.9 |  |  |  | -5 | 0 | 0 | 0 | 0 | 10 | 0 | 0% | 0 | Growatt MOD15KTL3-HU | https://solsol.cz/de/plu/209153 | Hybrid-Wechselrichter
Commercial inverters/batteries | Growatt | Hybrid-Wechselrichter | Growatt MID20KTL3-XH | 209200 | 20 |  |  | 1254 |  |  |  | 4 | 0 | 0 | 0 | 0 | 10 | 0 | 0% | 0 | Growatt MID20KTL3-XH | https://solsol.cz/de/plu/209200 | Hybrid-Wechselrichter
Commercial inverters/batteries | Growatt | Hybrid-Wechselrichter | Growatt MID25KTL3-XH | 209250 | 25 |  |  | 1441 |  |  |  | 27 | 0 | 0 | 0 | 0 | 10 | 0 | 0% | 0 | Growatt MID25KTL3-XH | https://solsol.cz/de/plu/209250 | Hybrid-Wechselrichter
Commercial inverters/batteries | Growatt | Hybrid-Wechselrichter | Growatt MID30KTL3-XH | 209302 | 30 |  |  | 1567.5 |  |  |  | 22 | 0 | 0 | 0 | 0 | 10 | 0 | 0% | 0 | Growatt MID30KTL3-XH | https://solsol.cz/de/plu/209302 | Hybrid-Wechselrichter
Commercial inverters/batteries | Growatt | Hybrid-Wechselrichter-Set | Growatt SET MID15KTL3-XH, 15 kWh battery | 209009 | 15 |  |  | 3480.02 |  |  |  | 0 | 0 | 0 | 0 | 0 | 0 | 0 | 0% | 0 | Growatt SET MID15KTL3-XH, 15 kWh battery | https://solsol.cz/de/plu/209009 | Hybrid-Wechselrichter-Set
Commercial inverters/batteries | Growatt | Hybrid-Wechselrichter-Set | Growatt SET MID20KTL3-XH, 20 kWh battery | 209010 | 20 |  |  | 5736.61 |  |  |  | 0 | 0 | 0 | 0 | 0 | 0 | 0 | 0% | 0 | Growatt SET MID20KTL3-XH, 20 kWh battery | https://solsol.cz/de/plu/209010 | Hybrid-Wechselrichter-Set
Commercial inverters/batteries | Growatt | Hybrid-Wechselrichter-Set | Growatt SET MID25KTL3-XH, 25 kWh battery | 209018 | 25 |  |  | 6985.6 |  |  |  | 0 | 0 | 0 | 0 | 0 | 0 | 0 | 0% | 0 | Growatt SET MID25KTL3-XH, 25 kWh battery | https://solsol.cz/de/plu/209018 | Hybrid-Wechselrichter-Set
Commercial inverters/batteries | Growatt | Hybrid-Wechselrichter-Set | Growatt SET MID30KTL3-XH, 30 kWh battery | 209019 | 30 |  |  | 8114.69 |  |  |  | 0 | 0 | 0 | 0 | 0 | 0 | 0 | 0% | 0 | Growatt SET MID30KTL3-XH, 30 kWh battery | https://solsol.cz/de/plu/209019 | Hybrid-Wechselrichter-Set
Commercial inverters/batteries | Growatt | Hybrid-Wechselrichter-Set | Growatt SET MID25KTL3-XH, 50 kWh | 209029 | 25 |  |  | 12393.45 |  |  |  | 0 | 0 | 0 | 0 | 0 | 0 | 0 | 0% | 0 | Growatt SET MID25KTL3-XH, 50 kWh | https://solsol.cz/de/plu/209029 | Hybrid-Wechselrichter-Set
Residential inverters/batteries | Growatt | Hybrid-Wechselrichter-Set | Growatt SET MID 2x 25KTL3-XH, 100 kWh | 209034 | 50 |  |  | 25144 |  |  |  | 0 | 0 | 0 | 0 | 0 | 0 | 0 | 0% | 0 | Growatt SET MID 2x 25KTL3-XH, 100 kWh | https://solsol.cz/de/plu/209034 | Hybrid-Wechselrichter-Set
Residential inverters/batteries | Growatt | Batterie | Growatt APX 5.0P-B1 battery | 309052 | 5 |  |  | 1002.59 |  |  |  | 207 | 0 | 0 | 0 | 0 | 10 | 0 | 0% | 0 | Growatt APX 5.0P-B1 battery | https://solsol.cz/de/plu/309052 | Batterie
Residential inverters/batteries | Growatt | BMS | Growatt APX 5.0P BMS (98034-P2) | 309003 | 0 |  |  | 280.5 |  |  |  | 26 | 0 | 0 | 0 | 0 | 10 | 0 | 0% | 0 | Growatt APX 5.0P BMS (98034-P2) | https://solsol.cz/de/plu/309003 | BMS
Residential inverters/batteries | Growatt | BMS | Growatt APX 5.0P BMS (98034-P2) with BASE | 309007 | 0 |  |  | 302.5 |  |  |  | 246 | 0 | 0 | 0 | 0 | 10 | 0 | 0% | 0 | Growatt APX 5.0P BMS (98034-P2) with BASE | https://solsol.cz/de/plu/309007 | BMS
Residential inverters/batteries | Growatt | BMS | Growatt APX 5.0P BMS (98020-P1) | 309006 | 0 |  |  | 198 |  |  |  | 55 | 0 | 0 | 0 | 0 | 10 | 0 | 0% | 0 | Growatt APX 5.0P BMS (98020-P1) | https://solsol.cz/de/plu/309006 | BMS
Residential inverters/batteries | Growatt | Batterie | Growatt APX 5.0P Battery Base | 509014 | 0 |  |  | 33 |  |  |  | 137 | 0 | 0 | 0 | 0 | 2 | 0 | 0% | 0 | Growatt APX 5.0P Battery Base | https://solsol.cz/de/plu/509014 | Batterie
Residential inverters/batteries | Growatt | Batterie | Growatt APX 5.0P Parallel cable | 509035 | 0 |  |  | 48.4 |  |  |  | 166 | 0 | 0 | 0 | 0 | 2 | 0 | 0% | 0 | Growatt APX 5.0P Parallel cable | https://solsol.cz/de/plu/509035 | Batterie
Residential inverters/batteries | Growatt | Batterie | Growatt APX Cascading Communication Cable | 509036 | 0 |  |  | 18.7 |  |  |  | 99 | 0 | 0 | 0 | 0 | 2 | 0 | 0% | 0 | Growatt APX Cascading Communication Cable | https://solsol.cz/de/plu/509036 | Batterie
Commercial inverters/batteries | Growatt | Batterie | Growatt APX14.3P-B1 Battery cable / extended 4.5 m | 509027 | 0 |  |  | 173.8 |  |  |  | 28 | 0 | 0 | 0 | 0 | 0 | 0 | 0% | 0 | Growatt APX14.3P-B1 Battery cable / extended 4.5 m | https://solsol.cz/de/plu/509027 | Batterie
Commercial inverters/batteries | Growatt | Zubehör | Growatt SYN-100-XH-30 | 509102 | 0 |  |  | 311.3 |  |  |  | 111 | 0 | 0 | 0 | 0 | 2 | 0 | 0% | 0 | Growatt SYN-100-XH-30 | https://solsol.cz/de/plu/509102 | Zubehör
Commercial inverters/batteries | Growatt | Hybrid-Wechselrichter | Growatt WIT 30K-XHU | 209300 | 0 |  |  | 2684 |  |  |  | 1 | 0 | 0 | 0 | 0 | 10 | 0 | 0% | 0 | Growatt WIT 30K-XHU | https://solsol.cz/de/plu/509102 | Hybrid-Wechselrichter
Commercial inverters/batteries | Growatt | Hybrid-Wechselrichter | Growatt WIT 40K-XHU | 209401 | 0 |  |  | 2831.4 |  |  |  | 1 | 0 | 0 | 0 | 0 | 10 | 0 | 0% | 0 | Growatt WIT 40K-XHU | https://solsol.cz/de/plu/509102 | Hybrid-Wechselrichter
Commercial inverters/batteries | Growatt | Hybrid-Wechselrichter | Growatt WIT 50K-XHU | 209505 | 0 |  |  | 2977.7 |  |  |  | 0 | 0 | 0 | 0 | 0 | 10 | 0 | 0% | 0 | Growatt WIT 50K-XHU | https://solsol.cz/de/plu/509505 | Hybrid-Wechselrichter
Commercial inverters/batteries | Growatt | Hybrid-Wechselrichter | Growatt WIT 50K-HU | 209504 | 50 |  |  | 4171.2 |  |  |  | 29 | 0 | 0 | 0 | 0 | 10 | 0 | 0% | 0 | Growatt WIT 50K-HU | https://solsol.cz/de/plu/209504 | Hybrid-Wechselrichter
Commercial inverters/batteries | Growatt | Hybrid-Wechselrichter | Growatt WIT 75K-HU | 209751 | 75 |  |  | 6427.35 |  |  |  | 5 | 0 | 0 | 0 | 0 | 10 | 0 | 0% | 0 | Growatt WIT 75K-HU | https://solsol.cz/de/plu/209751 | Hybrid-Wechselrichter
Commercial inverters/batteries | Growatt | Hybrid-Wechselrichter | Growatt WIT 100K-HU | 209016 | 100 |  |  | 7061 |  |  |  | 3 | 0 | 0 | 0 | 0 | 10 | 0 | 0% | 0 | Growatt WIT 100K-HU | https://solsol.cz/de/plu/209016 | Hybrid-Wechselrichter
Commercial inverters/batteries | Growatt | Hybrid-Wechselrichter | Growatt SET WIT 30K-XHU, 60 kWh battery | 209043 | 30 |  |  | 11765.46 |  |  |  | 0 | 0 | 0 | 0 | 0 | 10 | 0 | 0% | 0 | Growatt SET WIT 30K-XHU, 60 kWh battery | https://solsol.cz/de/plu/209043 | Hybrid-Wechselrichter
Commercial inverters/batteries | Growatt | Hybrid-Wechselrichter | Growatt SET WIT 40K-XHU, 80 kWh battery | 209044 | 40 |  |  | 15241.5 |  |  |  | 0 | 0 | 0 | 0 | 0 | 10 | 0 | 0% | 0 | Growatt SET WIT 40K-XHU, 80 kWh battery | https://solsol.cz/de/plu/209044 | Hybrid-Wechselrichter
Commercial inverters/batteries | Growatt | Hybrid-Wechselrichter | Growatt SET WIT 50K-XHU, 100 kWh battery | 209045 | 50 |  |  | 18075.8 |  |  |  | 0 | 0 | 0 | 0 | 0 | 10 | 0 | 0% | 0 | Growatt SET WIT 50K-XHU, 100 kWh battery | https://solsol.cz/de/plu/209045 | Hybrid-Wechselrichter
Commercial inverters/batteries | Growatt | Hybrid-Wechselrichter | Growatt SET WIT 50K-HU, 71.7 kWh battery | 209026 | 50 |  |  | 19091.5 |  |  |  | 0 | 0 | 0 | 0 | 0 | 10 | 0 | 0% | 0 | Growatt SET WIT 50K-HU, 71.7 kWh battery | https://solsol.cz/de/plu/209026 | Hybrid-Wechselrichter
Commercial inverters/batteries | Growatt | Hybrid-Wechselrichter | Growatt SET WIT 50K-HU, 100.3 kWh battery | 209041 | 50 |  |  | 24513.4 |  |  |  | 0 | 0 | 0 | 0 | 0 | 10 | 0 | 0% | 0 | Growatt SET WIT 50K-HU, 100.3 kWh battery | https://solsol.cz/de/plu/209041 | Hybrid-Wechselrichter
Commercial inverters/batteries | Growatt | Hybrid-Wechselrichter | Growatt SET WIT 75K-HU, 71.7 kWh battery | 209025 | 75 |  |  | 21389.45 |  |  |  | 0 | 0 | 0 | 0 | 0 | 10 | 0 | 0% | 0 | Growatt SET WIT 75K-HU, 71.7 kWh battery | https://solsol.cz/de/plu/209025 | Hybrid-Wechselrichter
Commercial inverters/batteries | Growatt | Hybrid-Wechselrichter | Growatt SET WIT 100K-HU, 128.7 kWh battery | 209024 | 100 |  |  | 32325.7 |  |  |  | 0 | 0 | 0 | 0 | 0 | 10 | 0 | 0% | 0 | Growatt SET WIT 100K-HU, 128.7 kWh battery | https://solsol.cz/de/plu/209024 | Hybrid-Wechselrichter
Commercial inverters/batteries | Growatt | Batterie | Growatt APX 14.3P-B1 | 309141 | 15 |  |  | 2568.5 |  |  |  | 37 | 0 | 0 | 0 | 0 | 10 | 0 | 0% | 0 | Growatt APX 14.3P-B1 | https://solsol.cz/de/plu/309141 | Batterie
Commercial inverters/batteries | Growatt | BMS | Growatt APX 14.3P BMS (HVC100140-C1) 129-200 kWh | 309004 | 0 |  |  | 1233.1 |  |  |  | 12 | 0 | 0 | 0 | 0 | 10 | 0 | 0% | 0 | Growatt APX 14.3P BMS (HVC100140-C1) 129-200 kWh | https://solsol.cz/de/plu/309004 | BMS
Commercial inverters/batteries | Growatt | BMS | Growatt APX 14.3P BMS (100083-P1-EU) 71-114 kWh | 309005 | 0 |  |  | 1489.4 |  |  |  | 4 | 0 | 0 | 0 | 0 | 10 | 0 | 0% | 0 | Growatt APX 14.3P BMS (100083-P1-EU) 71-114 kWh | https://solsol.cz/de/plu/309005 | BMS
Commercial inverters/batteries | Growatt | Batterie | Growatt APX14.3P-B1 Battery cable | 509025 | 0 |  |  | 179.3 |  |  |  | 6 | 0 | 0 | 0 | 0 | 2 | 0 | 0% | 0 | Growatt APX14.3P-B1 Battery cable | https://solsol.cz/de/plu/509025 | Batterie
Commercial inverters/batteries | Growatt | Batterie | Growatt APX 14.3P-B1 Battery Base | 509016 | 0 |  |  | 192.5 |  |  |  | 17 | 0 | 0 | 0 | 0 | 2 | 0 | 0% | 0 | Growatt APX 14.3P-B1 Battery Base | https://solsol.cz/de/plu/509016 | Batterie
Commercial inverters/batteries | Growatt | Batterie | Growatt APX14.3P-B1 Series cable | 509026 | 0 |  |  | 92.4 |  |  |  | 22 | 0 | 0 | 0 | 0 | 2 | 0 | 0% | 0 | Growatt APX14.3P-B1 Series cable | https://solsol.cz/de/plu/509026 | Batterie
Commercial inverters/batteries | Growatt | Batterie | Growatt AXE 5.0H-E1 EU | 309055 | 0 |  |  | 666.4 |  |  |  | 92 | 0 | 0 | 0 | 0 | 10 | 0 | 0% | 0 | Growatt AXE 5.0H-E1 EU | https://solsol.cz/de/plu/509055 | Batterie
Commercial inverters/batteries | Growatt | Batterie | Growatt AXE 1000100-C1 EU BMS | 309008 | 0 |  |  | 588 |  |  |  | 8 | 0 | 0 | 0 | 0 | 10 | 0 | 0% | 0 | Growatt AXE 1000100-C1 EU BMS | https://solsol.cz/de/plu/509008 | Batterie
Commercial inverters/batteries | Growatt | Batterie | Growatt AXE 60.0H-1HT-S1 outdoor cabinet | 509083 | 0 |  |  | 10752 |  |  |  | 0 | 0 | 0 | 0 | 0 | 5 | 0 | 0% | 0 | Growatt AXE 60.0H-1HT-S1 outdoor cabinet | https://solsol.cz/de/plu/509082 | Batterie
Commercial inverters/batteries | Growatt | Batterie | Growatt WIT-XHU Battery Terminal Junction Box | 509122 | 0 |  |  | 120.96 |  |  |  | 2 | 0 | 0 | 0 | 0 | 1 | 0 | 0% | 0 | Growatt WIT-XHU Battery Terminal Junction Box | https://solsol.cz/de/plu/509122 | Batterie
Commercial inverters/batteries | Growatt | Batterie | Growatt AXE 40H-E1 EU RACK | 509092 | 0 |  |  | 207.2 |  |  |  | 6 | 0 | 0 | 0 | 0 | 1 | 0 | 0% | 0 | Growatt AXE 40H-E1 EU RACK | https://solsol.cz/de/plu/509092 | Batterie
Residential inverters/batteries | Growatt | Batterie | Growatt AXE 60H-E1 EU RACK | 509112 | 0 |  |  | 218.4 |  |  |  | 8 | 0 | 0 | 0 | 0 | 1 | 0 | 0% | 0 | Growatt AXE 60H-E1 EU RACK | https://solsol.cz/de/plu/509112 | Batterie
Commercial inverters/batteries | Growatt | Verbrauchsüberwachung | Growatt SEM-E (Smart Energy Manager) 50 kW | 509050 | 0 |  |  | 330 |  |  |  | 15 | 0 | 0 | 0 | 0 | 2 | 0 | 0% | 0 | Growatt SEM-E (Smart Energy Manager) 50 kW | https://solsol.cz/de/plu/509050 | Verbrauchsüberwachung
Commercial inverters/batteries | Growatt | Verbrauchsüberwachung | Growatt SEM (Smart Energy Manager) 100 kW | 509030 | 0 |  |  | 440 |  |  |  | 14 | 0 | 0 | 0 | 0 | 2 | 0 | 0% | 0 | Growatt SEM (Smart Energy Manager) 100 kW | https://solsol.cz/de/plu/509030 | Verbrauchsüberwachung
Commercial inverters/batteries | Growatt | Verbrauchsüberwachung | Growatt SEM-E (Smart Energy Manager) 100 kW | 509080 | 0 |  |  | 440 |  |  |  | 3 | 0 | 0 | 0 | 0 | 2 | 0 | 0% | 0 | Growatt SEM-E (Smart Energy Manager) 100 kW | https://solsol.cz/de/plu/509080 | Verbrauchsüberwachung
Commercial inverters/batteries | Growatt | Verbrauchsüberwachung | Growatt SEM (Smart Energy Manager) 300 kW | 509060 | 0 |  |  | 550 |  |  |  | 1 | 0 | 0 | 0 | 0 | 2 | 0 | 0% | 0 | Growatt SEM (Smart Energy Manager) 300 kW | https://solsol.cz/de/plu/509060 | Verbrauchsüberwachung
Commercial inverters/batteries | Growatt | Verbrauchsüberwachung | Growatt SEM-XA-RM-EU new version | 509149 | 0 |  |  | 378.4 |  |  |  | 25 | 0 | 0 | 0 | 0 | 2 | 0 | 0% | 0 | Growatt SEM-XA-RM-EU new version | https://solsol.cz/de/plu/509149 | Verbrauchsüberwachung
Commercial inverters/batteries | Growatt | Verbrauchsüberwachung | Growatt SET SEM-X 100 kW, monitoring only | 509100 | 0 |  |  | 433.4 |  |  |  | 0 | 0 | 0 | 0 | 0 | 2 | 0 | 0% | 0 | Growatt SET SEM-X 100 kW, monitoring only | https://solsol.cz/de/plu/509100 | Verbrauchsüberwachung
Commercial inverters/batteries | Growatt | Verbrauchsüberwachung | Growatt SET SEM-X 100 kW, parallel connection | 509160 | 0 |  |  | 526.9 |  |  |  | 0 | 0 | 0 | 0 | 0 | 2 | 0 | 0% | 0 | Growatt SET SEM-X 100 kW, parallel connection | https://solsol.cz/de/plu/509160 | Verbrauchsüberwachung
Commercial inverters/batteries | Growatt | Verbrauchsüberwachung | Growatt SET SEM-X 100 kW, parallel connection, SEM-X box version | 509170 | 0 |  |  | 464.2 |  |  |  | 0 | 0 | 0 | 0 | 0 | 2 | 0 | 0% | 0 | Growatt SET SEM-X 100 kW, parallel connection, SEM-X box version | https://solsol.cz/de/plu/509170 | Verbrauchsüberwachung
Commercial inverters/batteries | Growatt | Verbrauchsüberwachung | Growatt SET SEM-X 300 kW | 509110 | 0 |  |  | 497.2 |  |  |  | 0 | 0 | 0 | 0 | 0 | 2 | 0 | 0% | 0 | Growatt SET SEM-X 300 kW | https://solsol.cz/de/plu/509110 | Verbrauchsüberwachung
Commercial inverters/batteries | Growatt | Verbrauchsüberwachung | Growatt SET SEM-X 600 kW | 509120 | 0 |  |  | 548.9 |  |  |  | 0 | 0 | 0 | 0 | 0 | 2 | 0 | 0% | 0 | Growatt SET SEM-X 600 kW | https://solsol.cz/de/plu/509120 | Verbrauchsüberwachung
Residential inverters/batteries | Growatt | Verbrauchsüberwachung | Growatt SET SEM-X 1 MW | 509130 | 0 |  |  | 548.9 |  |  |  | 0 | 0 | 0 | 0 | 0 | 2 | 0 | 0% | 0 | Growatt SET SEM-X 1 MW | https://solsol.cz/de/plu/509130 | Verbrauchsüberwachung
Residential inverters/batteries | Growatt | Ladegerät | Growatt THOR 07AS-P-V1 | 709072 | 7 |  |  | 368.55 |  |  |  | 45 | 0 | 0 | 0 | 0 | 3 | 0 | 0% | 0 | Growatt THOR 07AS-P-V1 | https://solsol.cz/de/plu/709072 | Ladegerät
Residential inverters/batteries | Growatt | Ladegerät | Growatt THOR 11AS-P-V1 | 709113 | 11 |  |  | 396 |  |  |  | 35 | 0 | 0 | 0 | 0 | 3 | 0 | 0% | 0 | Growatt THOR 11AS-P-V1 | https://solsol.cz/de/plu/709113 | Ladegerät
Residential inverters/batteries | Growatt | Ladegerät | Growatt THOR 11AS-S | 709112 | 11 |  |  | 520.8 |  |  |  | 1 | 0 | 0 | 0 | 0 | 3 | 0 | 0% | 0 | Growatt THOR 11AS-S | https://solsol.cz/de/plu/709112 | Ladegerät
Residential inverters/batteries | Growatt | Ladegerät | Growatt THOR 11AS-P | 709111 | 11 |  |  | 401.7 |  |  |  | 9 | 0 | 0 | 0 | 0 | 3 | 0 | 0% | 0 | Growatt THOR 11AS-P | https://solsol.cz/de/plu/709111 | Ladegerät
Residential inverters/batteries | Growatt | Ladegerät | Growatt THOR 22AS-P-V1 | 709224 | 0 |  |  | 536.8 |  |  |  | 14 | 0 | 0 | 0 | 0 | 3 | 0 | 0% | 0 | Growatt THOR 22AS-P-V1 | https://solsol.cz/de/plu/709224 | Ladegerät
Residential inverters/batteries | Growatt | Ladegerät | Growatt THOR 40DS-P (WiFi) | 709401 | 40 |  |  | 4424.2 |  |  |  | 10 | 0 | 0 | 0 | 0 | 3 | 0 | 0% | 0 | Growatt THOR 40DS-P (WiFi) | https://solsol.cz/de/plu/709401 | Ladegerät
Residential inverters/batteries | Growatt | Zubehör | Growatt RFID Card | 509040 | 0 |  |  | 14.5 |  |  |  | 110 | 0 | 0 | 0 | 0 | 1 | 0 | 0% | 0 | Growatt RFID Card | https://solsol.cz/de/plu/509040 | Zubehör
Residential inverters/batteries | Growatt | Tragbares Panel | PV panel Growatt portable 100W | 109100 | 100 |  |  | 120 |  |  |  | 17 | 0 | 0 | 0 | 0 | 2 | 0 | 0% | 0 | PV panel Growatt portable 100W | https://solsol.cz/de/plu/109100 | Tragbares Panel
Residential inverters/batteries | Growatt | Batterie | Growatt INFINITY 2000 PRO | 309022 | 0 |  |  | 588.5 |  |  |  | 51 | 0 | 0 | 0 | 0 | 3 | 0 | 0% | 0 | Growatt INFINITY 2000 PRO | https://solsol.cz/de/plu/309010 | Batterie
Residential inverters/batteries | Growatt | Batterie | Growatt Noah 2000 | 309020 | 0 |  |  | 427.13 |  |  |  | 192 | 0 | 0 | 0 | 0 | 10 | 0 | 0% | 0 | Growatt Noah 2000 | https://solsol.cz/de/plu/309020 | Batterie
Residential inverters/batteries | Growatt | Batterie | Growatt NEXA 2000 | 309024 | 0 |  |  | 668.8 |  |  |  | 8 | 0 | 0 | 0 | 0 | 0 | 0 | 0% | 0 | Growatt NEXA 2000 | https://solsol.cz/de/plu/309024 | Batterie
Residential inverters/batteries | Growatt | Batterie | Growatt NEXA 2 kWh expansion battery | 309027 | 0 |  |  | 408 |  |  |  | 4 | 0 | 0 | 0 | 0 | 0 | 0 | 0% | 0 | Growatt NEXA 2 kWh expansion battery | https://solsol.cz/de/plu/309027 | Batterie
Commercial inverters/batteries | Growatt | Zubehör | Growatt Groboost | 509010 | 0 |  |  | 217.5 |  |  |  | 79 | 0 | 0 | 0 | 0 | 2 | 0 | 0% | 0 | Growatt Groboost | https://solsol.cz/de/plu/509010 | Zubehör
Commercial inverters/batteries | Growatt | Zubehör | Growatt Shinemaster | 509081 | 0 |  |  | 220 |  |  |  | 2 | 0 | 0 | 0 | 0 | 2 | 0 | 0% | 0 | Growatt Shinemaster | https://solsol.cz/de/plu/509081 | Zubehör
Residential inverters/batteries | Growatt | Zubehör | Growatt ShineMaster4G-X | 509211 | 0 |  |  | 335.5 |  |  |  | 2 | 0 | 0 | 0 | 0 | 2 | 0 | 0% | 0 | Growatt ShineMaster4G-X | https://solsol.cz/de/plu/509211 | Zubehör
Residential inverters/batteries | Growatt | Zubehör | Growatt Shine Link-X | 509071 | 0 |  |  | 13.5 |  |  |  | 287 | 0 | 0 | 0 | 0 | 2 | 0 | 0% | 0 | Growatt Shine Link-X | https://solsol.cz/de/plu/509071 | Zubehör
Residential inverters/batteries | Growatt | Zubehör | Growatt Shine Wifi-X | 509011 | 0 |  |  | 15.75 |  |  |  | 214 | 0 | 0 | 0 | 0 | 2 | 0 | 0% | 0 | Growatt Shine Wifi-X | https://solsol.cz/de/plu/509011 | Zubehör
Residential inverters/batteries | Growatt | Zubehör | Growatt Shine Wifi-F | 509131 | 0 |  |  | 19.2 |  |  |  | 3 | 0 | 0 | 0 | 0 | 2 | 0 | 0% | 0 | Growatt Shine Wifi-F | https://solsol.cz/de/plu/509131 | Zubehör
Residential inverters/batteries | Growatt | Zubehör | Growatt USB-Wifi | 509041 | 0 |  |  | 30.89 |  |  |  | 73 | 0 | 0 | 0 | 0 | 2 | 0 | 0% | 0 | Growatt USB-Wifi | https://solsol.cz/de/plu/509041 | Zubehör
Residential inverters/batteries | Growatt | Zubehör | Growatt Shine Lan-X | 509021 | 0 |  |  | 14.5 |  |  |  | 154 | 0 | 0 | 0 | 0 | 2 | 0 | 0% | 0 | Growatt Shine Lan-X | https://solsol.cz/de/plu/509021 | Zubehör
Residential inverters/batteries | Growatt | Zubehör | Growatt Shine4G-X | 509151 | 0 |  |  | 50.4 |  |  |  | 2 | 0 | 0 | 0 | 0 | 2 | 0 | 0% | 0 | Growatt Shine4G-X | https://solsol.cz/de/plu/509151 | Zubehör
Residential inverters/batteries | Growatt | Zubehör | Growatt ShineWiLan-X2 | 509161 | 0 |  |  | 25.2 |  |  |  | 347 | 0 | 0 | 0 | 0 | 2 | 0 | 0% | 0 | Growatt ShineWiLan-X2 | https://solsol.cz/de/plu/509161 | Zubehör
Residential inverters/batteries | Growatt | Zubehör | Growatt SET Groboost + ShineLinkX | 509150 | 0 |  |  | 231 |  |  |  | 0 | 0 | 0 | 0 | 0 | 2 | 0 | 0% | 0 | Growatt SET Groboost + ShineLinkX | https://solsol.cz/de/plu/509150 | Zubehör
Residential inverters/batteries | Growatt | Zubehör | Growatt AC MOUNT POLE | 509601 | 0 |  |  | 57.5 |  |  |  | 110 | 0 | 0 | 0 | 0 | 2 | 0 | 0% | 0 | Growatt AC MOUNT POLE | https://solsol.cz/de/plu/509601 | Zubehör
Residential inverters/batteries | Growatt | Zubehör | Growatt power cord for NEO (EU 5 m) | 509037 | 0 |  |  | 5.5 |  |  |  | 25 | 0 | 0 | 0 | 0 | 1 | 0 | 0% | 0 | Growatt power cord for NEO (EU 5 m) | https://solsol.cz/de/plu/509037 | Zubehör
Residential inverters/batteries | Growatt | Einphasenzähler | Growatt SPM-E | 509051 | 0 |  |  | 88 |  |  |  | 13 | 0 | 0 | 0 | 0 | 2 | 0 | 0% | 0 | Growatt SPM-E | https://solsol.cz/de/plu/509051 | Einphasenzähler
Residential inverters/batteries | Growatt | Einphasenzähler | Growatt SPM-C | 509201 | 0 |  |  | 88 |  |  |  | 69 | 0 | 0 | 0 | 0 | 2 | 0 | 0% | 0 | Growatt SPM-C | https://solsol.cz/de/plu/509201 | Einphasenzähler
Residential inverters/batteries | Growatt | Dreiphasenzähler | Growatt TPM-C Three Phase Meter CHNT | 509031 | 0 |  |  | 121 |  |  |  | 240 | 0 | 0 | 0 | 0 | 2 | 0 | 0% | 0 | Growatt TPM-C Three Phase Meter CHNT | https://solsol.cz/de/plu/509031 | Dreiphasenzähler
Residential inverters/batteries | Growatt | Dreiphasenzähler | Growatt TPM-E Three Phase Meter ETN | 509121 | 0 |  |  | 121 |  |  |  | 7 | 0 | 0 | 0 | 0 | 2 | 0 | 0% | 0 | Growatt TPM-E Three Phase Meter ETN | https://solsol.cz/de/plu/509121 | Dreiphasenzähler
Residential inverters/batteries | Growatt | Dreiphasenzähler | Growatt SDM 630 | 509152 | 0 |  |  | 71.5 |  |  |  | 34 | 0 | 0 | 0 | 0 | 2 | 0 | 0% | 0 | Growatt SDM 630 | https://solsol.cz/de/plu/509152 | Dreiphasenzähler
Residential inverters/batteries | Growatt | Dreiphasenzähler | Growatt SPM-CT-E | 509191 | 0 |  |  | 110 |  |  |  | 27 | 0 | 0 | 0 | 0 | 2 | 0 | 0% | 0 | Growatt SPM-CT-E | https://solsol.cz/de/plu/509191 | Dreiphasenzähler
Residential inverters/batteries | Growatt | Dreiphasenzähler | Growatt TPM-CT-E (100A) | 509111 | 0 |  |  | 170.5 |  |  |  | 28 | 0 | 0 | 0 | 0 | 2 | 0 | 0% | 0 | Growatt TPM-CT-E (100A) | https://solsol.cz/de/plu/509111 | Dreiphasenzähler
Residential inverters/batteries | Growatt | Dreiphasenzähler | Growatt TPM-CT-E (250A) | 509091 | 0 |  |  | 225.5 |  |  |  | 30 | 0 | 0 | 0 | 0 | 2 | 0 | 0% | 0 | Growatt TPM-CT-E (250A) | https://solsol.cz/de/plu/509091 | Dreiphasenzähler
Commercial inverters/batteries | Growatt | Dreiphasenzähler | Growatt TPM-CT-G (250A) (100 kW) | 509144 | 0 |  |  | 97.9 |  |  |  | 3 | 0 | 0 | 0 | 0 | 2 | 0 | 0% | 0 | Growatt TPM-CT-G (250A) (100 kW) | https://solsol.cz/de/plu/509144 | Dreiphasenzähler
Commercial inverters/batteries | Growatt | Dreiphasenzähler | Growatt TPM-CT-E-EU (250/5A) | 509141 | 0 |  |  | 191.4 |  |  |  | 1 | 0 | 0 | 0 | 0 | 2 | 0 | 0% | 0 | Growatt TPM-CT-E-EU (250/5A) | https://solsol.cz/de/plu/509141 | Dreiphasenzähler
Commercial inverters/batteries | Growatt | Dreiphasenzähler | Growatt TPM-CT-E-EU (600/5A) | 509142 | 0 |  |  | 233.2 |  |  |  | 0 | 0 | 0 | 0 | 0 | 2 | 0 | 0% | 0 | Growatt TPM-CT-E-EU (600/5A) | https://solsol.cz/de/plu/509142 | Dreiphasenzähler
Commercial inverters/batteries | Growatt | Dreiphasenzähler | Growatt ACREL 250A/5A CT 3-in-1 (100 kW) | 509147 | 0 |  |  | 85.8 |  |  |  | 33 | 0 | 0 | 0 | 0 | 1 | 0 | 0% | 0 | Growatt ACREL 250A/5A CT 3-in-1 (100 kW) | https://solsol.cz/de/plu/509147 | Dreiphasenzähler
Commercial inverters/batteries | Growatt | Dreiphasenzähler | Growatt ACREL 600A/5A CT 3-in-1 (300 kW) | 509145 | 0 |  |  | 118.8 |  |  |  | 42 | 0 | 0 | 0 | 0 | 1 | 0 | 0% | 0 | Growatt ACREL 600A/5A CT 3-in-1 (300 kW) | https://solsol.cz/de/plu/509145 | Dreiphasenzähler
Commercial inverters/batteries | Growatt | Dreiphasenzähler | Growatt ACREL 1200A/5A CT 3-in-1 (600 kW) | 509146 | 0 |  |  | 170.5 |  |  |  | 47 | 0 | 0 | 0 | 0 | 1 | 0 | 0% | 0 | Growatt ACREL 1200A/5A CT 3-in-1 (600 kW) | https://solsol.cz/de/plu/509146 | Dreiphasenzähler
Residential inverters/batteries | Growatt | Dreiphasenzähler | Growatt ACREL 2000A/5A CT 3-in-1 (1 MW) | 509148 | 0 |  |  | 278.3 |  |  |  | 35 | 0 | 0 | 0 | 0 | 1 | 0 | 0% | 0 | Growatt ACREL 2000A/5A CT 3-in-1 (1 MW) | https://solsol.cz/de/plu/509148 | Dreiphasenzähler
Residential inverters/batteries | Tigo | Optimierer | Tigo TS4-A-O (700W/15A, MC4) | 417021 | 0 |  |  | 26.85 |  |  |  | 33 | 0 | 0 | 0 | 0 | 25 | 0 | 0% | 0 | Tigo TS4-A-O (700W/15A, MC4) | https://solsol.cz/de/plu/417021 | Optimierer
Residential inverters/batteries | Tigo | Optimierer | Tigo TS4-A-O (700W/20A Isc, MC4) | 417141 | 0 |  |  | 26.85 |  |  |  | 20276 | 0 | 0 | 0 | 0 | 25 | 0 | 0% | 0 | Tigo TS4-A-O (700W/20A Isc, MC4) | https://solsol.cz/de/plu/417141 | Optimierer
Residential inverters/batteries | Tigo | Optimierer | Tigo TS4-A-S (700W/20A Isc, MC4) | 417131 | 0 |  |  | 19.76 |  |  |  | 1446 | 0 | 0 | 0 | 0 | 25 | 0 | 0% | 0 | Tigo TS4-A-S (700W/20A Isc, MC4) | https://solsol.cz/de/plu/417131 | Optimierer
Residential inverters/batteries | Tigo | Optimierer | Tigo TS4-A-F (700W/20A Isc, MC4) | 417101 | 0 |  |  | 18.03 |  |  |  | 0 | 0 | 0 | 0 | 0 | 25 | 0 | 0% | 0 | Tigo TS4-A-F (700W/20A Isc, MC4) | https://solsol.cz/de/plu/417101 | Optimierer
Residential inverters/batteries | Tigo | Optimierer | Tigo TS4-A-2F (1000W/20A Isc, MC4) | 417121 | 0 |  |  | 29.87 |  |  |  | 2669 | 0 | 0 | 0 | 0 | 25 | 0 | 0% | 0 | Tigo TS4-A-2F (1000W/20A Isc, MC4) | https://solsol.cz/de/plu/417121 | Optimierer
Residential inverters/batteries | Tigo | Optimierer | Tigo TS4-A-2F (1400W/25A Isc, MC4) | 417111 | 0 |  |  | 31.47 |  |  |  | 3140 | 0 | 0 | 0 | 0 | 25 | 0 | 0% | 0 | Tigo TS4-A-2F (1400W/25A Isc, MC4) | https://solsol.cz/de/plu/417011 | Optimierer
Residential inverters/batteries | Tigo | Optimierer | Tigo TS4-X-O (800W/25A Isc, MC4) | 417091 | 0 |  |  | 38.58 |  |  |  | 786 | 0 | 0 | 0 | 0 | 0 | 0 | 0% | 0 | Tigo TS4-X-O (800W/25A Isc, MC4) | https://solsol.cz/de/plu/417091 | Optimierer
Residential inverters/batteries | Tigo | Optimierer | Tigo CCA Kit + power supply | 417002 | 0 |  |  | 126.66 |  |  |  | 326 | 0 | 0 | 0 | 0 | 5 | 0 | 0% | 0 | Tigo CCA Kit + power supply | https://solsol.cz/de/plu/417002 | Optimierer
Residential inverters/batteries | Tigo | Optimierer | Tigo Access Point (TAP) | 417012 | 0 |  |  | 31.96 |  |  |  | 443 | 0 | 0 | 0 | 0 | 5 | 0 | 0% | 0 | Tigo Access Point (TAP) | https://solsol.cz/de/plu/417012 | Optimierer
Residential inverters/batteries | Tigo | Optimierer | Tigo RSS transmitter | 417042 | 0 |  |  | 32.64 |  |  |  | 1393 | 0 | 0 | 0 | 0 | 10 | 0 | 0% | 0 | Tigo RSS transmitter | https://solsol.cz/de/plu/417042 | Optimierer
Residential inverters/batteries | Tigo | Optimierer | Tigo RSS transmitter, PS, outdoor kit | 417043 | 0 |  |  | 91.06 |  |  |  | 170 | 0 | 0 | 0 | 0 | 10 | 0 | 0% | 0 | Tigo RSS transmitter, PS, outdoor kit | https://solsol.cz/de/plu/417043 | Optimierer
Project inverters/batteries | Tigo | Optimierer | Tigo RSS Signal Detector | 417044 | 0 |  |  | 212 |  |  |  | 12 | 0 | 0 | 0 | 0 | 5 | 0 | 0% | 0 | Tigo RSS Signal Detector | https://solsol.cz/de/plu/417044 | Optimierer
Residential inverters/batteries | SolarEdge | Dreiphasenwechselrichter | PV inverter SolarEdge SE10K-RW0TEBEN4 | 212106 | 10 |  |  | 726.33 |  |  |  | 48 | 0 | 0 | 0 | 0 | 12 | 0 | 0% | 0 | PV inverter SolarEdge SE10K-RW0TEBEN4 | https://solsol.cz/de/plu/212106 | Dreiphasenwechselrichter
Project inverters/batteries | SolarEdge | Dreiphasenwechselrichter | PV inverter SolarEdge SE10K-RWB48BFN4 - Home Hub Inverter | 212107 | 10 |  |  | 1540.14 |  |  |  | 37 | 0 | 0 | 0 | 0 | 12 | 0 | 0% | 0 | PV inverter SolarEdge SE10K-RWB48BFN4 - Home Hub Inverter | https://solsol.cz/de/plu/212107 | Dreiphasenwechselrichter
Project inverters/batteries | SolarEdge | Dreiphasenwechselrichter | PV inverter SolarEdge SE12.5-RW0T0BNN4 | 212121 | 12.5 |  |  | 904.86 |  |  |  | 22 | 0 | 0 | 0 | 0 | 12 | 0 | 0% | 0 | PV inverter SolarEdge SE12.5-RW0T0BNN4 | https://solsol.cz/de/plu/212121 | Dreiphasenwechselrichter
Project inverters/batteries | SolarEdge | Dreiphasenwechselrichter | PV inverter SolarEdge SE16K-RW0T0BNN4 | 212161 | 16 |  |  | 746.46 |  |  |  | 41 | 0 | 0 | 0 | 0 | 12 | 0 | 0% | 0 | PV inverter SolarEdge SE16K-RW0T0BNN4 | https://solsol.cz/de/plu/212161 | Dreiphasenwechselrichter
Project inverters/batteries | SolarEdge | Dreiphasenwechselrichter | PV inverter SolarEdge SE17K-RW0T0BNN4 | 212171 | 17 |  |  | 756.69 |  |  |  | 57 | 0 | 0 | 0 | 0 | 12 | 0 | 0% | 0 | PV inverter SolarEdge SE17K-RW0T0BNN4 | https://solsol.cz/de/plu/212171 | Dreiphasenwechselrichter
Project inverters/batteries | SolarEdge | Dreiphasenwechselrichter | PV inverter SolarEdge SE20K_RW00IBNM4 | 212201 | 20 |  |  | 1041.22 |  |  |  | 33 | 0 | 0 | 0 | 0 | 12 | 0 | 0% | 0 | PV inverter SolarEdge SE20K_RW00IBNM4 | https://solsol.cz/de/plu/212201 | Dreiphasenwechselrichter
Project inverters/batteries | SolarEdge | Dreiphasenwechselrichter | PV inverter SolarEdge SE25K-RW00IBNM4 | 212251 | 25 |  |  | 1069.13 |  |  |  | 15 | 0 | 0 | 0 | 0 | 12 | 0 | 0% | 0 | PV inverter SolarEdge SE25K-RW00IBNM4 | https://solsol.cz/de/plu/212251 | Dreiphasenwechselrichter
Project inverters/batteries | SolarEdge | Dreiphasenwechselrichter | PV inverter SolarEdge SE30K-RW00IBNM4 | 212301 | 30 |  |  | 1117.88 |  |  |  | 51 | 0 | 0 | 0 | 0 | 12 | 0 | 0% | 0 | PV inverter SolarEdge SE30K-RW00IBNM4 | https://solsol.cz/de/plu/212301 | Dreiphasenwechselrichter
Project inverters/batteries | SolarEdge | Dreiphasenwechselrichter | PV inverter SolarEdge SE33.3K-RW00IBNM4 | 212331 | 33.3 |  |  | 1161.75 |  |  |  | 33 | 0 | 0 | 0 | 0 | 12 | 0 | 0% | 0 | PV inverter SolarEdge SE33.3K-RW00IBNM4 | https://solsol.cz/de/plu/212331 | Dreiphasenwechselrichter
Project inverters/batteries | SolarEdge | Dreiphasenwechselrichter | PV inverter SolarEdge SE50K-RW00IBNM4 | 212501 | 50 |  |  | 514.5 |  |  |  | 69 | 0 | 0 | 0 | 0 | 12 | 0 | 0% | 0 | PV inverter SolarEdge SE50K-RW00IBNM4 | https://solsol.cz/de/plu/212501 | Dreiphasenwechselrichter
Project inverters/batteries | SolarEdge | Dreiphasenwechselrichter | PV inverter SolarEdge SE50K-RW00IBPQ4 - DC switch | 212502 | 50 |  |  | 644.7 |  |  |  | 2 | 0 | 0 | 0 | 0 | 12 | 0 | 0% | 0 | PV inverter SolarEdge SE50K-RW00IBPQ4 - DC switch | https://solsol.cz/de/plu/212502 | Dreiphasenwechselrichter
Project inverters/batteries | SolarEdge | Dreiphasenwechselrichter | PV inverter SolarEdge SE66.6K-RW00IBNM4 | 212661 | 66.6 |  |  | 777.38 |  |  |  | 28 | 0 | 0 | 0 | 0 | 12 | 0 | 0% | 0 | PV inverter SolarEdge SE66.6K-RW00IBNM4 | https://solsol.cz/de/plu/212661 | Dreiphasenwechselrichter
Project inverters/batteries | SolarEdge | Dreiphasenwechselrichter | PV inverter SolarEdge SE90K-RW00IBNM4 | 212901 | 90 |  |  | 906.68 |  |  |  | 53 | 0 | 0 | 0 | 0 | 12 | 0 | 0% | 0 | PV inverter SolarEdge SE90K-RW00IBNM4 | https://solsol.cz/de/plu/212901 | Dreiphasenwechselrichter
Project inverters/batteries | SolarEdge | Dreiphasenwechselrichter | PV inverter SolarEdge SE100K-RW00IBNM4 | 212102 | 100 |  |  | 1001.6 |  |  |  | 67 | 0 | 0 | 0 | 0 | 12 | 0 | 0% | 0 | PV inverter SolarEdge SE100K-RW00IBNM4 | https://solsol.cz/de/plu/212102 | Dreiphasenwechselrichter
Project inverters/batteries | SolarEdge | Dreiphasenwechselrichter | PV inverter SolarEdge SE100K-RW00IBNQ4 - DC switch | 212104 | 100 |  |  | 1074.84 |  |  |  | 0 | 0 | 0 | 0 | 0 | 12 | 0 | 0% | 0 | PV inverter SolarEdge SE100K-RW00IBNQ4 - DC switch | https://solsol.cz/de/plu/212104 | Dreiphasenwechselrichter
Project inverters/batteries | SolarEdge | Dreiphasenwechselrichter | PV inverter SolarEdge SECONDARY UNIVERSAL - SESUK_RW00INNN4 | 212019 | 0 |  |  | 717.26 |  |  |  | 373 | 0 | 0 | 0 | 0 | 12 | 0 | 0% | 0 | PV inverter SolarEdge SECONDARY UNIVERSAL - SESUK_RW00INNN4 | https://solsol.cz/de/plu/212019 | Dreiphasenwechselrichter
Project inverters/batteries | SolarEdge | Dreiphasenwechselrichter | PV inverter SolarEdge SECONDARY UNIVERSAL - SESUK_RWROINNN4 | 212010 | 0 |  |  | 779.63 |  |  |  | 11 | 0 | 0 | 0 | 0 | 12 | 0 | 0% | 0 | PV inverter SolarEdge SECONDARY UNIVERSAL - SESUK_RWROINNN4 | https://solsol.cz/de/plu/212010 | Dreiphasenwechselrichter
Residential inverters/batteries | SolarEdge | Dreiphasenwechselrichter | SolarEdge CSS–OD battery inverter PCS050-RW-400V-A01-01 | 212503 | 0 |  |  | 3097.44 |  |  |  | 4 | 0 | 0 | 0 | 0 | 5 | 0 | 0% | 0 | SolarEdge CSS–OD battery inverter PCS050-RW-400V-A01-01 | https://solsol.cz/de/plu/212503 | Dreiphasenwechselrichter
Residential inverters/batteries | SolarEdge | Hybrid-Wechselrichter-Set | SolarEdge SET Home Hub Inverter SE10K-RWB48BFN4, 9.2 kWh | 212001 | 10 |  |  | 4757.64 |  |  |  | 0 | 0 | 0 | 0 | 0 | 10 | 0 | 0% | 0 | SolarEdge SET Home Hub Inverter SE10K-RWB48BFN4, 9.2 kWh | https://solsol.cz/de/plu/212001 | Hybrid-Wechselrichter-Set
Residential inverters/batteries | SolarEdge | Hybrid-Wechselrichter-Set | SolarEdge SET Home Hub Inverter SE10K-RWB48BFN4, 13.8 kWh | 212002 | 10 |  |  | 6107.94 |  |  |  | 0 | 0 | 0 | 0 | 0 | 10 | 0 | 0% | 0 | SolarEdge SET Home Hub Inverter SE10K-RWB48BFN4, 13.8 kWh | https://solsol.cz/de/plu/212002 | Hybrid-Wechselrichter-Set
Residential inverters/batteries | SolarEdge | Hybrid-Wechselrichter-Set | SolarEdge SET Home Hub Inverter SE10K-RWB48BFN4, 18.4 kWh | 212003 | 10 |  |  | 7716.84 |  |  |  | 0 | 0 | 0 | 0 | 0 | 10 | 0 | 0% | 0 | SolarEdge SET Home Hub Inverter SE10K-RWB48BFN4, 18.4 kWh | https://solsol.cz/de/plu/212003 | Hybrid-Wechselrichter-Set
Project inverters/batteries | SolarEdge | Hybrid-Wechselrichter-Set | SolarEdge SET CSS–OD battery / inverter / ACS | 212004 | 204.8 |  |  | 36599.04 |  |  |  | 0 | 0 | 0 | 0 | 0 | 10 | 0 | 0% | 0 | SolarEdge SET CSS–OD battery / inverter / ACS | https://solsol.cz/de/plu/212004 | Hybrid-Wechselrichter-Set
Project inverters/batteries | SolarEdge | Dreiphasenwechselrichter | SolarEdge SET SE50K-RW00IBNM4 + 2x SESUK_RW00INNN4 | 212007 | 50 |  |  | 1949.02 |  |  |  | 0 | 0 | 0 | 0 | 0 | 12 | 0 | 0% | 0 | SolarEdge SET SE50K-RW00IBNM4 + 2x SESUK_RW00INNN4 | https://solsol.cz/de/plu/212007 | Dreiphasenwechselrichter
Project inverters/batteries | SolarEdge | Dreiphasenwechselrichter | SolarEdge SET SE66.6K-RW00IBNM4 + 2x SESUK_RW00INNN4 | 212008 | 66.6 |  |  | 2211.9 |  |  |  | 0 | 0 | 0 | 0 | 0 | 12 | 0 | 0% | 0 | SolarEdge SET SE66.6K-RW00IBNM4 + 2x SESUK_RW00INNN4 | https://solsol.cz/de/plu/212008 | Dreiphasenwechselrichter
Project inverters/batteries | SolarEdge | Dreiphasenwechselrichter | SolarEdge SET SE90K-RW00IBNM4 + 3x SESUK_RW00INNN4 | 212006 | 90 |  |  | 3058.46 |  |  |  | 0 | 0 | 0 | 0 | 0 | 12 | 0 | 0% | 0 | SolarEdge SET SE90K-RW00IBNM4 + 3x SESUK_RW00INNN4 | https://solsol.cz/de/plu/212006 | Dreiphasenwechselrichter
Residential inverters/batteries | SolarEdge | Dreiphasenwechselrichter | SolarEdge SET SE100K-RW00IBNM4 + 3x SESUK_RW00INNN4 | 212005 | 100 |  |  | 3153.38 |  |  |  | 0 | 0 | 0 | 0 | 0 | 12 | 0 | 0% | 0 | SolarEdge SET SE100K-RW00IBNM4 + 3x SESUK_RW00INNN4 | https://solsol.cz/de/plu/212005 | Dreiphasenwechselrichter
Project inverters/batteries | SolarEdge | Batterie | SolarEdge Home Battery 48V BAT-05K48M0B-02 | 312050 | 0 |  |  | 1312.5 |  |  |  | 93 | 0 | 0 | 0 | 0 | 10 | 0 | 0% | 0 | SolarEdge Home Battery 48V BAT-05K48M0B-02 | https://solsol.cz/de/plu/312050 | Batterie
Residential inverters/batteries | SolarEdge | Batterie | SolarEdge CSS–OD battery cabinet CSS-OU-O1-20-CA-B01-01 | 312010 | 0 |  |  | 32700.24 |  |  |  | 4 | 0 | 0 | 0 | 0 | 5 | 0 | 0% | 0 | SolarEdge CSS–OD battery cabinet CSS-OU-O1-20-CA-B01-01 | https://solsol.cz/de/plu/312010 | Batterie
Residential inverters/batteries | SolarEdge | Batterie | SolarEdge Top Cover Kit for Home Battery 48V IAC-RBAT-5KMTOP-01 | 512012 | 0 |  |  | 50.4 |  |  |  | 36 | 0 | 0 | 0 | 0 | 2 | 0 | 0% | 0 | SolarEdge Top Cover Kit for Home Battery 48V IAC-RBAT-5KMTOP-01 | https://solsol.cz/de/plu/512012 | Batterie
Residential inverters/batteries | SolarEdge | Batterie | SolarEdge cable set battery to battery IAC-RBAT-5KCBAT-01 | 512022 | 0 |  |  | 37.8 |  |  |  | 47 | 0 | 0 | 0 | 0 | 2 | 0 | 0% | 0 | SolarEdge cable set battery to battery IAC-RBAT-5KCBAT-01 | https://solsol.cz/de/plu/512022 | Batterie
Residential inverters/batteries | SolarEdge | Batterie | SolarEdge cable set battery to inverter IAC-RBAT-5KCINV-01 | 512052 | 0 |  |  | 130.2 |  |  |  | 60 | 0 | 0 | 0 | 0 | 2 | 0 | 0% | 0 | SolarEdge cable set battery to inverter IAC-RBAT-5KCINV-01 | https://solsol.cz/de/plu/512052 | Batterie
Residential inverters/batteries | SolarEdge | Batterie | SolarEdge cable set tower to tower IAC-RBAT-5KCTOW-01 | 512062 | 0 |  |  | 113.4 |  |  |  | 8 | 0 | 0 | 0 | 0 | 2 | 0 | 0% | 0 | SolarEdge cable set tower to tower IAC-RBAT-5KCTOW-01 | https://solsol.cz/de/plu/512062 | Batterie
Residential inverters/batteries | SolarEdge | Batterie | SolarEdge 10x spare connector kit for “Battery to Inverter” connection IAC-RBAT-5KCNCT-01 | 512072 | 0 |  |  | 417.9 |  |  |  | 12 | 0 | 0 | 0 | 0 | 2 | 0 | 0% | 0 | SolarEdge 10x spare connector kit for “Battery to Inverter” connection IAC-RBAT-5KCNCT-01 | https://solsol.cz/de/plu/512072 | Batterie
Residential inverters/batteries | SolarEdge | Batterie | SolarEdge 10x spare connector kit for “Tower to Tower” connection IAC-RBAT-5KCNCT-02 | 512082 | 0 |  |  | 803.25 |  |  |  | 12 | 0 | 0 | 0 | 0 | 2 | 0 | 0% | 0 | SolarEdge 10x spare connector kit for “Tower to Tower” connection IAC-RBAT-5KCNCT-02 | https://solsol.cz/de/plu/512082 | Batterie
Residential inverters/batteries | SolarEdge | Batterie | SolarEdge floor stand IAC-RBAT-5KFSTD-01 | 512092 | 0 |  |  | 132.6 |  |  |  | 43 | 0 | 0 | 0 | 0 | 2 | 0 | 0% | 0 | SolarEdge floor stand IAC-RBAT-5KFSTD-01 | https://solsol.cz/de/plu/512092 | Batterie
Project inverters/batteries | SolarEdge | Batterie | SolarEdge Home Backup Interface BI-NEUNU-3P-01 | 512102 | 0 |  |  | 478.38 |  |  |  | 10 | 0 | 0 | 0 | 0 | 12 | 0 | 0% | 0 | SolarEdge Home Backup Interface BI-NEUNU-3P-01 | https://solsol.cz/de/plu/512102 | Batterie
Project inverters/batteries | SolarEdge | Zubehör | SolarEdge ONE Controller ONE-CLC1-RWWB0-P | 512115 | 0 |  |  | 636.12 |  |  |  | 0 | 0 | 0 | 0 | 0 | 5 | 0 | 0% | 0 | SolarEdge ONE Controller ONE-CLC1-RWWB0-P | https://solsol.cz/de/plu/512115 | Zubehör
Residential inverters/batteries | SolarEdge | Zubehör | SolarEdge CSS-O1-C-B01-01 | 512116 | 0 |  |  | 165.24 |  |  |  | 4 | 0 | 0 | 0 | 0 | 5 | 0 | 0% | 0 | SolarEdge CSS-O1-C-B01-01 | https://solsol.cz/de/plu/512116 | Zubehör
Residential inverters/batteries | SolarEdge | Zubehör | SolarEdge Home Hot Water Controller SMRT-HOT-WTR-30-S2 | 512042 | 0 |  |  | 226.8 |  |  |  | 8 | 0 | 0 | 0 | 0 | 5 | 0 | 0% | 0 | SolarEdge Home Hot Water Controller SMRT-HOT-WTR-30-S2 | https://solsol.cz/de/plu/512042 | Zubehör
Residential inverters/batteries | SolarEdge | Zubehör | SolarEdge Home Load Controller SEM-DCS-R08-00 | 512111 | 0 |  |  | 89.38 |  |  |  | 10 | 0 | 0 | 0 | 0 | 5 | 0 | 0% | 0 | SolarEdge Home Load Controller SEM-DCS-R08-00 | https://solsol.cz/de/plu/512111 | Zubehör
Residential inverters/batteries | SolarEdge | Zubehör | SolarEdge Home Smart Switch SEM-SWT-R16-00 | 512121 | 0 |  |  | 79.3 |  |  |  | 7 | 0 | 0 | 0 | 0 | 5 | 0 | 0% | 0 | SolarEdge Home Smart Switch SEM-SWT-R16-00 | https://solsol.cz/de/plu/512121 | Zubehör
Residential inverters/batteries | SolarEdge | Zubehör | Smart Home Hot Water Controller Temperature Sensor HOTWTR-SENS-RW-S1 | 512131 | 0 |  |  | 79.97 |  |  |  | 4 | 0 | 0 | 0 | 0 | 5 | 0 | 0% | 0 | Smart Home Hot Water Controller Temperature Sensor HOTWTR-SENS-RW-S1 | https://solsol.cz/de/plu/512131 | Zubehör
Residential inverters/batteries | SolarEdge | Dreiphasenzähler | SolarEdge Home Inline Meter MTR-240-3PC1-D-A-MW | 512101 | 0 |  |  | 241.5 |  |  |  | 37 | 0 | 0 | 0 | 0 | 2 | 0 | 0% | 0 | SolarEdge Home Inline Meter MTR-240-3PC1-D-A-MW | https://solsol.cz/de/plu/512101 | Dreiphasenzähler
Project inverters/batteries | SolarEdge | Ladegerät | SolarEdge Home EV Charger SE-EVK22C00-01 | 712221 | 22 |  |  | 842.24 |  |  |  | 81 | 0 | 0 | 0 | 0 | 3 | 0 | 0% | 0 | SolarEdge Home EV Charger SE-EVK22C00-01 | https://solsol.cz/de/plu/712221 | Ladegerät
Project inverters/batteries | SolarEdge | Optimierer | SolarEdge optimizer S440-1GM4MRM | 412441 | 0 |  |  | 33.61 |  |  |  | 18 | 0 | 0 | 0 | 0 | 25 | 0 | 0% | 0 | SolarEdge optimizer S440-1GM4MRM | https://solsol.cz/de/plu/412441 | Optimierer
Project inverters/batteries | SolarEdge | Optimierer | SolarEdge optimizer S500-1GM4MRM | 412500 | 0 |  |  | 41.51 |  |  |  | 743 | 0 | 0 | 0 | 0 | 25 | 0 | 0% | 0 | SolarEdge optimizer S500-1GM4MRM | https://solsol.cz/de/plu/412500 | Optimierer
Project inverters/batteries | SolarEdge | Optimierer | SolarEdge optimizer P605-4RM4MBN | 412606 | 0 |  |  | 39.25 |  |  |  | 1682 | 0 | 0 | 0 | 0 | 25 | 0 | 0% | 0 | SolarEdge optimizer P605-4RM4MBN | https://solsol.cz/de/plu/412606 | Optimierer
Project inverters/batteries | SolarEdge | Optimierer | SolarEdge optimizer P750-4RMLMBN | 412751 | 0 |  |  | 37.66 |  |  |  | 401 | 0 | 0 | 0 | 0 | 25 | 0 | 0% | 0 | SolarEdge optimizer P750-4RMLMBN | https://solsol.cz/de/plu/412751 | Optimierer
Project inverters/batteries | SolarEdge | Optimierer | SolarEdge optimizer P850-4RM4MBY | 412852 | 0 |  |  | 53.51 |  |  |  | 61 | 0 | 0 | 0 | 0 | 25 | 0 | 0% | 0 | SolarEdge optimizer P850-4RM4MBY | https://solsol.cz/de/plu/412852 | Optimierer
Project inverters/batteries | SolarEdge | Optimierer | SolarEdge optimizer P950-4RM4MBY | 412952 | 0 |  |  | 47.59 |  |  |  | 334 | 0 | 0 | 0 | 0 | 25 | 0 | 0% | 0 | SolarEdge optimizer P950-4RM4MBY | https://solsol.cz/de/plu/412952 | Optimierer
Project inverters/batteries | SolarEdge | Optimierer | SolarEdge optimizer P1100-4RM4MBT | 412112 | 0 |  |  | 34.5 |  |  |  | 4782 | 0 | 0 | 0 | 0 | 25 | 0 | 0% | 0 | SolarEdge optimizer P1100-4RM4MBT | https://solsol.cz/de/plu/412112 | Optimierer
Project inverters/batteries | SolarEdge | Optimierer | SolarEdge optimizer S1000-1GM4MBT | 412102 | 0 |  |  | 43.6 |  |  |  | 2458 | 0 | 0 | 0 | 0 | 25 | 0 | 0% | 0 | SolarEdge optimizer S1000-1GM4MBT | https://solsol.cz/de/plu/412102 | Optimierer
Project inverters/batteries | SolarEdge | Optimierer | SolarEdge optimizer S1000-1GMXMBT | 412023 | 0 |  |  | 52.67 |  |  |  | -2009 | 0 | 0 | 0 | 0 | 25 | 0 | 0% | 0 | SolarEdge optimizer S1000-1GMXMBT | https://solsol.cz/de/plu/412023 | Optimierer
Project inverters/batteries | SolarEdge | Optimierer | SolarEdge optimizer S1200-1GM4MBV | 412122 | 0 |  |  | 47.6 |  |  |  | 5645 | 0 | 0 | 0 | 0 | 25 | 0 | 0% | 0 | SolarEdge optimizer S1200-1GM4MBV | https://solsol.cz/de/plu/412122 | Optimierer
Project inverters/batteries | SolarEdge | Optimierer | SolarEdge optimizer S1200-1GMYMBV | 412123 | 0 |  |  | 51.75 |  |  |  | 1359 | 0 | 0 | 0 | 0 | 25 | 0 | 0% | 0 | SolarEdge optimizer S1200-1GMYMBV | https://solsol.cz/de/plu/412123 | Optimierer
Project inverters/batteries | SolarEdge | Optimierer | SolarEdge optimizer S1400-1GM4MBWD | 412141 | 0 |  |  | 51 |  |  |  | 26 | 0 | 0 | 0 | 0 | 25 | 0 | 0% | 0 | SolarEdge optimizer S1400-1GM4MBWD | https://solsol.cz/de/plu/412141 | Optimierer
Project inverters/batteries | SolarEdge | Optimierer | SolarEdge optimizer S1500-1GM4MBWD | 417151 | 0 |  |  | 52.49 |  |  |  | 4095 | 0 | 0 | 0 | 0 | 25 | 0 | 0% | 0 | SolarEdge optimizer S1500-1GM4MBWD | https://solsol.cz/de/plu/412151 | Optimierer
Project inverters/batteries | SolarEdge | Zubehör | SolarEdge 1/3PH Star 230/400V, DIN Rail MB Energy MTR, RW | 512041 | 0 |  |  | 108.56 |  |  |  | 338 | 0 | 0 | 0 | 0 | 2 | 0 | 0% | 0 | SolarEdge 1/3PH Star 230/400V, DIN Rail MB Energy MTR, RW | https://solsol.cz/de/plu/512041 | Zubehör
Project inverters/batteries | SolarEdge | Zubehör | SolarEdge Current Transformer CTB-4x4-2000 | 512091 | 0 |  |  | 238.88 |  |  |  | 28 | 0 | 0 | 0 | 0 | 2 | 0 | 0% | 0 | SolarEdge Current Transformer CTB-4x4-2000 | https://solsol.cz/de/plu/512091 | Zubehör
Project inverters/batteries | SolarEdge | Zubehör | SolarEdge Current Transformer CTB-4x4.5-3000 | 512081 | 0 |  |  | 270.27 |  |  |  | 3 | 0 | 0 | 0 | 0 | 2 | 0 | 0% | 0 | SolarEdge Current Transformer CTB-4x4.5-3000 | https://solsol.cz/de/plu/512081 | Zubehör
Project inverters/batteries | SolarEdge | Zubehör | SolarEdge Split-Core Current Transformers 100A, 50/60Hz, 1%, Twist SECT-SPL-100A-A | 512031 | 0 |  |  | 65 |  |  |  | 126 | 0 | 0 | 0 | 0 | 2 | 0 | 0% | 0 | SolarEdge Split-Core Current Transformers 100A, 50/60Hz, 1%, Twist SECT-SPL-100A-A | https://solsol.cz/de/plu/512031 | Zubehör
Project inverters/batteries | SolarEdge | Zubehör | SolarEdge 250A Split-Core Current Transformer, for 50Hz | 512071 | 0 |  |  | 28 |  |  |  | 183 | 0 | 0 | 0 | 0 | 2 | 0 | 0% | 0 | SolarEdge 250A Split-Core Current Transformer, for 50Hz | https://solsol.cz/de/plu/512071 | Zubehör
Project inverters/batteries | SolarEdge | Zubehör | SolarEdge Split-Core Current Transformers, for 1000A | 512032 | 0 |  |  | 65 |  |  |  | 64 | 0 | 0 | 0 | 0 | 2 | 0 | 0% | 0 | SolarEdge Split-Core Current Transformers, for 1000A | https://solsol.cz/de/plu/512032 | Zubehör
Project inverters/batteries | SolarEdge | Zubehör | SolarEdge Control and Communication Gateway SE1000-CCG-F-S1 | 512141 | 0 |  |  | 437.5 |  |  |  | 0 | 0 | 0 | 0 | 0 | 2 | 0 | 0% | 0 | SolarEdge Control and Communication Gateway SE1000-CCG-F-S1 | https://solsol.cz/de/plu/512141 | Zubehör
Project inverters/batteries | SolarEdge | Zubehör | SolarEdge Ambient temperature sensor SE1000-SENTAMB-S2S2 | 912004 | 0 |  |  | 195.81 |  |  |  | 38 | 0 | 0 | 0 | 0 | 2 | 0 | 0% | 0 | SolarEdge Ambient temperature sensor SE1000-SENTAMB-S2S2 | https://solsol.cz/de/plu/912004 | Zubehör
Residential inverters/batteries | SolarEdge | Zubehör | SolarEdge Irradiance sensor SE1000-SENIRR-S1 | 512010 | 0 |  |  | 338.25 |  |  |  | 3 | 0 | 0 | 0 | 0 | 2 | 0 | 0% | 0 | SolarEdge Irradiance sensor SE1000-SENIRR-S1 | https://solsol.cz/de/plu/512010 | Zubehör
Residential inverters/batteries | Solax | Hybrid-Wechselrichter | Solax G4 X3-Hybrid-10.0-D, CT | 232100 | 10 |  |  | 1365.28 |  |  |  | 5 | 0 | 0 | 0 | 0 | 10 | 0 | 0% | 0 | Solax G4 X3-Hybrid-10.0-D, CT | https://solsol.cz/de/plu/232100 | Hybrid-Wechselrichter
Residential inverters/batteries | Solax | Hybrid-Wechselrichter | Solax G4 X3-Hybrid-10.0-D, WiFi 3.0, CT | 232101 | 10 |  |  | 1455.39 |  |  |  | 3 | 0 | 0 | 0 | 0 | 10 | 0 | 0% | 0 | Solax G4 X3-Hybrid-10.0-D, WiFi 3.0, CT | https://solsol.cz/de/plu/232101 | Hybrid-Wechselrichter
Residential inverters/batteries | Solax | Hybrid-Wechselrichter | Solax G4 X3-Hybrid-15.0-D, WiFi 3.0, CT | 232150 | 15 |  |  | 1422.89 |  |  |  | 0 | 0 | 0 | 0 | 0 | 10 | 0 | 0% | 0 | Solax G4 X3-Hybrid-15.0-D, WiFi 3.0, CT | https://solsol.cz/de/plu/232150 | Hybrid-Wechselrichter
Residential inverters/batteries | Solax | Hybrid-Wechselrichter | Solax X3 ULT-20K, CT, WiFi+LAN | 232200 | 20 |  |  | 2141.9 |  |  |  | 1 | 0 | 0 | 0 | 0 | 10 | 0 | 0% | 0 | Solax X3 ULT-20K, CT, WiFi+LAN | https://solsol.cz/de/plu/232200 | Hybrid-Wechselrichter
Residential inverters/batteries | Solax | Hybrid-Wechselrichter | Solax X3 ULT-25K, CT, WiFi+LAN | 232252 | 25 |  |  | 2147.14 |  |  |  | 0 | 0 | 0 | 0 | 0 | 10 | 0 | 0% | 0 | Solax X3 ULT-25K, CT, WiFi+LAN | https://solsol.cz/de/plu/232252 | Hybrid-Wechselrichter
Residential inverters/batteries | Solax | Hybrid-Wechselrichter | Solax X3 ULT-25K, AFCI, CT, WiFi+LAN | 232251 | 25 |  |  | 2494.43 |  |  |  | 2 | 0 | 0 | 0 | 0 | 10 | 0 | 0% | 0 | Solax X3 ULT-25K, AFCI, CT, WiFi+LAN | https://solsol.cz/de/plu/232251 | Hybrid-Wechselrichter
Residential inverters/batteries | Solax | Hybrid-Wechselrichter | Solax X3-ULT-30K, AFCI, CT, WiFi+LAN | 232300 | 30 |  |  | 2650.62 |  |  |  | 2 | 0 | 0 | 0 | 0 | 10 | 0 | 0% | 0 | Solax X3-ULT-30K, AFCI, CT, WiFi+LAN | https://solsol.cz/de/plu/232300 | Hybrid-Wechselrichter
Residential inverters/batteries | Solax | Batterie + BMS | Solax Master T-BAT H 5.8 V2 | 232050 | 0 |  |  | 1558 |  |  |  | 32 | 0 | 0 | 0 | 0 | 10 | 0 | 0% | 0 | Solax Master T-BAT H 5.8 V2 | https://solsol.cz/de/plu/232050 | Batterie + BMS
Residential inverters/batteries | Solax | Batterie | Solax Battery Slave 5.8 HV11550 V2 | 232051 | 0 |  |  | 1512.25 |  |  |  | 28 | 0 | 0 | 0 | 0 | 10 | 0 | 0% | 0 | Solax Battery Slave 5.8 HV11550 V2 | https://solsol.cz/de/plu/232051 | Batterie
Residential inverters/batteries | Solax | Batterie | Solax Battery SET Master T-BAT H 5.8 V2 + Slave 5.8 HV11550 V2 | 232053 | 0 |  |  | 3070.25 |  |  |  | 0 | 0 | 0 | 0 | 0 | 10 | 0 | 0% | 0 | Solax Battery SET Master T-BAT H 5.8 V2 + Slave 5.8 HV11550 V2 | https://solsol.cz/de/plu/232053 | Batterie
Residential inverters/batteries | Solax | Batterie | Solax T-BAT SYS-HV-S3.6 | 332030 | 0 |  |  | 930.37 |  |  |  | 20 | 0 | 0 | 0 | 0 | 10 | 0 | 0% | 0 | Solax T-BAT SYS-HV-S3.6 | https://solsol.cz/de/plu/332030 | Batterie
Residential inverters/batteries | Solax | BMS | Solax TBMS-MCS0800E (BMS) | 332031 | 0 |  |  | 438.54 |  |  |  | 8 | 0 | 0 | 0 | 0 | 10 | 0 | 0% | 0 | Solax TBMS-MCS0800E (BMS) | https://solsol.cz/de/plu/332031 | BMS
Commercial inverters/batteries | Solax | Zubehör | Solax T-BAT-SYS-HV Series Box | 532022 | 0 |  |  | 394.82 |  |  |  | 11 | 0 | 0 | 0 | 0 | 10 | 0 | 0% | 0 | Solax T-BAT-SYS-HV Series Box | https://solsol.cz/de/plu/232022 | Zubehör
Commercial inverters/batteries | Solax | Hybrid-Wechselrichter | Solax X3 AELIO-50K | 232501 | 0 |  |  | 4858.92 |  |  |  | 0 | 0 | 0 | 0 | 0 | 10 | 0 | 0% | 0 | Solax X3 AELIO-50K | https://solsol.cz/de/plu/232501 | Hybrid-Wechselrichter
Commercial inverters/batteries | Solax | Batterie | Solax Triple TBMS-S51 | 532032 | 0 |  |  | 672.03 |  |  |  | 0 | 0 | 0 | 0 | 0 | 10 | 0 | 0% | 0 | Solax Triple TBMS-S51 | https://solsol.cz/de/plu/532032 | Batterie
Commercial inverters/batteries | Solax | BMS | Solax Triple T-BAT-HS51 Series Box | 532042 | 0 |  |  | 493.9 |  |  |  | 0 | 0 | 0 | 0 | 0 | 2 | 0 | 0% | 0 | Solax Triple T-BAT-HS51 Series Box | https://solsol.cz/de/plu/532042 | BMS
Residential inverters/batteries | Solax | Zubehör | Solax Triple T-BAT-HS51 | 332052 | 0 |  |  | 1137.74 |  |  |  | 0 | 0 | 0 | 0 | 0 | 10 | 0 | 0% | 0 | Solax Triple T-BAT-HS51 | https://solsol.cz/de/plu/332052 | Zubehör
Residential inverters/batteries | Solax | Ladegerät | Wallbox Solax X3-EVC-11k (PXH) 3-phase, 11 kW, 6 m cable, 16 A, WiFi | 732110 | 11 |  |  | 482.68 |  |  |  | 6 | 0 | 0 | 0 | 0 | 2 | 0 | 0% | 0 | Wallbox Solax X3-EVC-11k (PXH) 3-phase, 11 kW, 6 m cable, 16 A, WiFi | https://solsol.cz/de/plu/732110 | Ladegerät
Residential inverters/batteries | Solax | Ladegerät | Wallbox Solax X3-EVC22K (PXH) 3-phase, 22 kW, 6 m cable, 32 A, WiFi | 732220 | 22 |  |  | 561.15 |  |  |  | 0 | 0 | 0 | 0 | 0 | 2 | 0 | 0% | 0 | Wallbox Solax X3-EVC22K (PXH) 3-phase, 22 kW, 6 m cable, 32 A, WiFi | https://solsol.cz/de/plu/732220 | Ladegerät
Residential inverters/batteries | Solax | Dreiphasenzähler | Solax meter Chint 3-phase meter bidirectional | 532000 | 0 |  |  | 91.92 |  |  |  | 9 | 0 | 0 | 0 | 0 | 2 | 0 | 0% | 0 | Solax meter Chint 3-phase meter bidirectional | https://solsol.cz/de/plu/532000 | Dreiphasenzähler
Residential inverters/batteries | Solax | Dreiphasenzähler | Solax meter 3Ph Meter M3-40 incl. 100A/40mA | 532007 | 0 |  |  | 114.6 |  |  |  | 4 | 0 | 0 | 0 | 0 | 0 | 0 | 0% | 0 | Solax meter 3Ph Meter M3-40 incl. 100A/40mA | https://solsol.cz/de/plu/532001 | Dreiphasenzähler
Residential inverters/batteries | Solax | Dreiphasenzähler | Solax meter 3Ph Meter M3-40, without 100A/40mA | 532071 | 0 |  |  | 93.97 |  |  |  | 10 | 0 | 0 | 0 | 0 | 0 | 0 | 0% | 0 | Solax meter 3Ph Meter M3-40, without 100A/40mA | https://solsol.cz/de/plu/532008 | Dreiphasenzähler
Residential inverters/batteries | Solax | Dreiphasenzähler | Solax M3-40 CT-Set 3x 600/40mA | 532009 | 0 |  |  | 84.8 |  |  |  | 0 | 0 | 0 | 0 | 0 | 0 | 0 | 0% | 0 | Solax M3-40 CT-Set 3x 600/40mA | https://solsol.cz/de/plu/532009 | Dreiphasenzähler
Residential inverters/batteries | Solax | Zubehör | Solax X3-EPS PBOX-60kW-G2 | 532021 | 0 |  |  | 1174.26 |  |  |  | 6 | 0 | 0 | 0 | 0 | 0 | 0 | 0% | 0 | Solax X3-EPS PBOX-60kW-G2 | https://solsol.cz/de/plu/532021 | Zubehör
Residential inverters/batteries | Solax | Zubehör | Solax X3-EPS PBOX-150kW-G2 | 532031 | 0 |  |  | 1558.48 |  |  |  | 1 | 0 | 0 | 0 | 0 | 0 | 0 | 0% | 0 | Solax X3-EPS PBOX-150kW-G2 | https://solsol.cz/de/plu/532031 | Zubehör
Residential inverters/batteries | Solax | Zubehör | Solax BMS-Parallel Box II V2 | 532003 | 0 |  |  | 586.3 |  |  |  | 7 | 0 | 0 | 0 | 0 | 0 | 0 | 0% | 0 | Solax BMS-Parallel Box II V2 | https://solsol.cz/de/plu/532003 | Zubehör
Residential inverters/batteries | Solax | Zubehör | Solax Pocket WiFi 3.0 | 532011 | 0 |  |  | 11.87 |  |  |  | 17 | 0 | 0 | 0 | 0 | 2 | 0 | 0% | 0 | Solax Pocket WiFi 3.0 | https://solsol.cz/de/plu/532011 | Zubehör
Residential inverters/batteries | Solax | Zubehör | Solax Pocket WiFi-LAN 3.0 | 532012 | 0 |  |  | 22.9 |  |  |  | 11 | 0 | 0 | 0 | 0 | 2 | 0 | 0% | 0 | Solax Pocket WiFi-LAN 3.0 | https://solsol.cz/de/plu/532012 | Zubehör
Residential inverters/batteries | Solax | Hybrid-Wechselrichter-Set | SOLAX SET G4 X3-Hybrid-10.0-D, 11.6 kWh | 209027 | 10 |  |  | 4539.32 |  |  |  | 0 | 0 | 0 | 0 | 0 | 10 | 0 | 0% | 0 | SOLAX SET G4 X3-Hybrid-10.0-D, 11.6 kWh | https://solsol.cz/de/plu/209027 | Hybrid-Wechselrichter-Set
Commercial inverters/batteries | Solax | Hybrid-Wechselrichter-Set | SOLAX SET G4 X3-Hybrid-10.0-D, 11.6 kWh ALFRED | 209037 | 10 |  |  | 4624.12 |  |  |  | 0 | 0 | 0 | 0 | 0 | 0 | 0 | 0% | 0 | SOLAX SET G4 X3-Hybrid-10.0-D, 11.6 kWh ALFRED | https://solsol.cz/de/plu/209037 | Hybrid-Wechselrichter-Set
Commercial inverters/batteries | Solax | Hybrid-Wechselrichter-Set | SOLAX SET X3 ULT-25K + Triple S36, 100.3 kWh | 232001 | 50 |  |  | 32098.8 |  |  |  | 0 | 0 | 0 | 0 | 0 | 0 | 0 | 0% | 0 | SOLAX SET X3 ULT-25K + Triple S36, 100.3 kWh | https://solsol.cz/de/plu/232001 | Hybrid-Wechselrichter-Set
Residential inverters/batteries | Solax | Hybrid-Wechselrichter-Set | SOLAX SET X3 AELIO-50K + Triple HS51, 102 kWh | 232002 | 50 |  |  | 29977.6 |  |  |  | 0 | 0 | 0 | 0 | 0 | 0 | 0 | 0% | 0 | SOLAX SET X3 AELIO-50K + Triple HS51, 102 kWh | https://solsol.cz/de/plu/232002 | Hybrid-Wechselrichter-Set
Residential inverters/batteries | Solsol | Zubehör | Alfred BOX | 920034 | 0 |  |  | 84.8049 |  |  |  | 13 | 0 | 0 | 0 | 0 | 0 | 0 | 0% | 0 | Alfred BOX | https://solsol.cz/de/plu/920034 | Zubehör
Residential inverters/batteries | Solsol | Zubehör | Alfred BOX / 5 pcs | 920035 | 0 |  |  | 381.6222 |  |  |  | 0 | 0 | 0 | 0 | 0 | 0 | 0 | 0% | 0 | Alfred BOX / 5 pcs | https://solsol.cz/de/plu/920035 | Zubehör
Residential inverters/batteries | Solsol | Zubehör | ALFRED Heat | 920064 | 0 |  |  | 378.9199 |  |  |  | 0 | 0 | 0 | 0 | 0 | 0 | 0 | 0% | 0 | ALFRED Heat | https://solsol.cz/de/plu/920064 | Zubehör
Residential inverters/batteries | Solsol | Zubehör | ALFRED Heat, multipack 3 pcs | 920065 | 0 |  |  | 1113.4168 |  |  |  | 0 | 0 | 0 | 0 | 0 | 0 | 0 | 0% | 0 | ALFRED Heat, multipack 3 pcs | https://solsol.cz/de/plu/920065 | Zubehör
Residential inverters/batteries | Solsol | Zubehör | Alfred BOX / 10 pcs | 920067 | 0 |  |  | 720.8419 |  |  |  | 0 | 0 | 0 | 0 | 0 | 0 | 0 | 0% | 0 | Alfred BOX / 10 pcs | https://solsol.cz/de/plu/920067 | Zubehör
Residential inverters/batteries | Solsol | Zubehör | Alfred BOX / 25 pcs | 920068 | 0 |  |  | 1696.0986 |  |  |  | 0 | 0 | 0 | 0 | 0 | 0 | 0 | 0% | 0 | Alfred BOX / 25 pcs | https://solsol.cz/de/plu/920068 | Zubehör
Residential inverters/batteries | Solsol | Zubehör | Guardexy for residential Solax inverters up to 20 kWp, without license | 920069 | 0 |  |  | 93.5894 |  |  |  | 18 | 0 | 0 | 0 | 0 | 0 | 0 | 0% | 0 | Guardexy for residential Solax inverters up to 20 kWp, without license | https://solsol.cz/de/plu/920069 | Zubehör
Residential inverters/batteries | Solsol | Zubehör | Guardexy electronic license for residential inverters for 1 month | 943079 | 0 |  |  | 2.8171 |  |  |  | 0 | 0 | 0 | 0 | 0 | 0 | 0 | 0% | 0 | Guardexy electronic license for residential inverters for 1 month | https://solsol.cz/de/plu/943079 | Zubehör
Residential inverters/batteries | Solsol | Zubehör | Guardexy electronic license for residential inverters for 12 months | 943080 | 0 |  |  | 30.4472 |  |  |  | 0 | 0 | 0 | 0 | 0 | 0 | 0 | 0% | 0 | Guardexy electronic license for residential inverters for 12 months | https://solsol.cz/de/plu/943080 | Zubehör
Residential inverters/batteries | Solsol | Zubehör | Guardexy electronic license for residential inverters for 24 months | 943081 | 0 |  |  | 57.4797 |  |  |  | 0 | 0 | 0 | 0 | 0 | 0 | 0 | 0% | 0 | Guardexy electronic license for residential inverters for 24 months | https://solsol.cz/de/plu/943081 | Zubehör
Residential inverters/batteries | Solsol | Zubehör | Guardexy electronic license for residential inverters for 36 months | 943082 | 0 |  |  | 81.126 |  |  |  | 0 | 0 | 0 | 0 | 0 | 0 | 0 | 0% | 0 | Guardexy electronic license for residential inverters for 36 months | https://solsol.cz/de/plu/943082 | Zubehör
Residential inverters/batteries | Solsol | Zubehör | Guardexy for commercial inverters above 20 kWp, without license | 920070 | 0 |  |  | 327.45 |  |  |  | 20 | 0 | 0 | 0 | 0 | 0 | 0 | 0% | 0 | Guardexy for commercial inverters above 20 kWp, without license | https://solsol.cz/de/plu/920070 | Zubehör
Residential inverters/batteries | Solsol | Zubehör | Guardexy electronic license for commercial inverters above 20 kWp for 1 month | 943083 | 0 |  |  | 42.6829 |  |  |  | 0 | 0 | 0 | 0 | 0 | 0 | 0 | 0% | 0 | Guardexy electronic license for commercial inverters above 20 kWp for 1 month | https://solsol.cz/de/plu/943083 | Zubehör
Residential inverters/batteries | Solsol | Zubehör | Guardexy electronic license for commercial inverters above 20 kWp for 12 months | 943084 | 0 |  |  | 460.9756 |  |  |  | 0 | 0 | 0 | 0 | 0 | 0 | 0 | 0% | 0 | Guardexy electronic license for commercial inverters above 20 kWp for 12 months | https://solsol.cz/de/plu/943084 | Zubehör
Residential inverters/batteries | Solsol | Zubehör | Guardexy electronic license for commercial inverters above 20 kWp for 24 months | 943085 | 0 |  |  | 870.7317 |  |  |  | 0 | 0 | 0 | 0 | 0 | 0 | 0 | 0% | 0 | Guardexy electronic license for commercial inverters above 20 kWp for 24 months | https://solsol.cz/de/plu/943085 | Zubehör
Residential inverters/batteries | Solsol | Zubehör | Guardexy electronic license for commercial inverters above 20 kWp for 36 months | 943086 | 0 |  |  | 1229.2683 |  |  |  | 0 | 0 | 0 | 0 | 0 | 0 | 0 | 0% | 0 | Guardexy electronic license for commercial inverters above 20 kWp for 36 months | https://solsol.cz/de/plu/943086 | Zubehör
Residential inverters/batteries | Solsol | Zubehör | Guardexy for municipalities with a 12-month license | 920074 | 0 |  |  | 1137.6423 |  |  |  | 10 | 0 | 0 | 0 | 0 | 0 | 0 | 0% | 0 | Guardexy for municipalities with a 12-month license | https://solsol.cz/de/plu/920074 | Zubehör
Residential inverters/batteries | Solsol | Zubehör | Guardexy electronic license for municipalities for 12 months | 943087 | 0 |  |  | 512.1951 |  |  |  | 0 | 0 | 0 | 0 | 0 | 0 | 0 | 0% | 0 | Guardexy electronic license for municipalities for 12 months | https://solsol.cz/de/plu/943087 | Zubehör
Residential inverters/batteries | Solsol | Zubehör | Guardexy electronic license for municipalities for 24 months | 943088 | 0 |  |  | 921.9512 |  |  |  | 0 | 0 | 0 | 0 | 0 | 0 | 0 | 0% | 0 | Guardexy electronic license for municipalities for 24 months | https://solsol.cz/de/plu/943088 | Zubehör
Residential inverters/batteries | Solsol | Zubehör | Guardexy electronic license for municipalities for 36 months | 943089 | 0 |  |  | 1229.2683 |  |  |  | 0 | 0 | 0 | 0 | 0 | 0 | 0 | 0% | 0 | Guardexy electronic license for municipalities for 36 months | https://solsol.cz/de/plu/943089 | Zubehör
Residential inverters/batteries | Solinteg | Hybrid-Wechselrichter | Solinteg M2HS-5K | 242050 | 0 |  |  | 643.5 |  |  |  | 0 | 0 | 0 | 0 | 0 | 10 | 0 | 0% | 0 | Solinteg M2HS-5K | https://solsol.cz/de/plu/242050 | Hybrid-Wechselrichter
Residential inverters/batteries | Solinteg | Hybrid-Wechselrichter | Solinteg MHT-10-25 | 242100 | 0 |  |  | 954.8 |  |  |  | 0 | 0 | 0 | 0 | 0 | 10 | 0 | 0% | 0 | Solinteg MHT-10-25 | https://solsol.cz/de/plu/242100 | Hybrid-Wechselrichter
Residential inverters/batteries | Solinteg | Hybrid-Wechselrichter | Solinteg MHT-12-25 | 242120 | 0 |  |  | 974.6 |  |  |  | 0 | 0 | 0 | 0 | 0 | 10 | 0 | 0% | 0 | Solinteg MHT-12-25 | https://solsol.cz/de/plu/242120 | Hybrid-Wechselrichter
Commercial inverters/batteries | Solinteg | Hybrid-Wechselrichter | Solinteg M2HT-50-150 | 242500 | 0 |  |  | 3390.2 |  |  |  | 0 | 0 | 0 | 0 | 0 | 5 | 0 | 0% | 0 | Solinteg M2HT-50-150 | https://solsol.cz/de/plu/242500 | Hybrid-Wechselrichter
Residential inverters/batteries | Solinteg | Batterie | Solinteg EBA B5K1 5 kWh | 342050 | 0 |  |  | 905.3 |  |  |  | 0 | 0 | 0 | 0 | 0 | 10 | 0 | 0% | 0 | Solinteg EBA B5K1 5 kWh | https://solsol.cz/de/plu/342050 | Batterie
Commercial inverters/batteries | Solinteg | Batterie | Solinteg E2BR-B16K 16 kWh | 342160 | 0 |  |  | 1452 |  |  |  | 0 | 0 | 0 | 0 | 0 | 10 | 0 | 0% | 0 | Solinteg E2BR-B16K 16 kWh | https://solsol.cz/de/plu/342160 | Batterie
Commercial inverters/batteries | Solinteg | BMS | Solinteg E2BR-C16K BMS | 342001 | 0 |  |  | 1122 |  |  |  | 0 | 0 | 0 | 0 | 0 | 10 | 0 | 0% | 0 | Solinteg E2BR-C16K BMS | https://solsol.cz/de/plu/342001 | BMS
Commercial inverters/batteries | Solinteg | Zubehör | Solinteg Rack (64/80/96/112 kWh) | 542032 | 0 |  |  | 2112 |  |  |  | 0 | 0 | 0 | 0 | 0 | 10 | 0 | 0% | 0 | Solinteg Rack (64/80/96/112 kWh) | https://solsol.cz/de/plu/542032 | Zubehör
Residential inverters/batteries | Solinteg | Zubehör | Solinteg Battery Adapter for B5K1 | 542012 | 0 |  |  | 68.2 |  |  |  | 0 | 0 | 0 | 0 | 0 | 10 | 0 | 0% | 0 | Solinteg Battery Adapter for B5K1 | https://solsol.cz/de/plu/542012 | Zubehör
Residential inverters/batteries | Solinteg | Zubehör | Solinteg Base for EBA B5K1 | 542022 | 0 |  |  | 42.9 |  |  |  | 0 | 0 | 0 | 0 | 0 | 10 | 0 | 0% | 0 | Solinteg Base for EBA B5K1 | https://solsol.cz/de/plu/542022 | Zubehör
Residential inverters/batteries | Solinteg | Hybrid-Wechselrichter-Set | Solinteg SET MHT-10, 10 kWh battery | 242001 | 0 |  |  | 2987.6 |  |  |  | 0 | 0 | 0 | 0 | 0 | 10 | 0 | 0% | 0 | Solinteg SET MHT-10, 10 kWh battery | https://solsol.cz/de/plu/242001 | Hybrid-Wechselrichter-Set
Commercial inverters/batteries | Solinteg | Batterie | Solinteg E2BR-S96K-C | 342960 | 0 |  |  | 17930 |  |  |  | 0 | 0 | 0 | 0 | 0 | 10 | 0 | 0% | 0 | Solinteg E2BR-S96K-C | https://solsol.cz/de/plu/342960 | Batterie
Commercial inverters/batteries | Solinteg | Batterie | Solinteg E2BR-S112-C | 342110 | 0 |  |  | 19140 |  |  |  | 0 | 0 | 0 | 0 | 0 | 10 | 0 | 0% | 0 | Solinteg E2BR-S112-C | https://solsol.cz/de/plu/342110 | Batterie
Commercial inverters/batteries | Solinteg | Hybrid-Wechselrichter-Set | Solinteg SET Outdoor ET M2HT-50, 112.5 kWh battery | 242002 | 0 |  |  | 23430.2 |  |  |  | 0 | 0 | 0 | 0 | 0 | 10 | 0 | 0% | 0 | Solinteg SET Outdoor ET M2HT-50, 112.5 kWh battery | https://solsol.cz/de/plu/242002 | Hybrid-Wechselrichter-Set
Commercial inverters/batteries | Solinteg | Hybrid-Wechselrichter-Set | Solinteg SET Indoor ET M2HT-50, 112.5 kWh battery | 242003 | 0 |  |  | 17688.2 |  |  |  | 0 | 0 | 0 | 0 | 0 | 10 | 0 | 0% | 0 | Solinteg SET Indoor ET M2HT-50, 112.5 kWh battery | https://solsol.cz/de/plu/242003 | Hybrid-Wechselrichter-Set
Commercial inverters/batteries | Sungrow | Dreiphasenwechselrichter | Sungrow SG33CX-P2 V12 | 240330 | 33 |  |  | 1604.84 |  |  |  | 0 | 0 | 0 | 0 | 0 | 5 | 0 | 0% | 0 | Sungrow SG33CX-P2 V12 | https://solsol.cz/de/plu/240330 | Dreiphasenwechselrichter
Commercial inverters/batteries | Sungrow | Dreiphasenwechselrichter | Sungrow SG50CX-P2 V12 | 240501 | 50 |  |  | 1848 |  |  |  | 0 | 0 | 0 | 0 | 0 | 5 | 0 | 0% | 0 | Sungrow SG50CX-P2 V12 | https://solsol.cz/de/plu/240501 | Dreiphasenwechselrichter
Commercial inverters/batteries | Sungrow | Dreiphasenwechselrichter | Sungrow SG125CX-P2 V113 | 240011 | 125 |  |  | 3674.38 |  |  |  | 2 | 0 | 0 | 0 | 0 | 5 | 0 | 0% | 0 | Sungrow SG125CX-P2 V113 | https://solsol.cz/de/plu/240100 | Dreiphasenwechselrichter
Commercial inverters/batteries | Sungrow | Dreiphasenwechselrichter | Sungrow SG125CX-P2 V21 | 240120 | 125 |  |  | 3674.38 |  |  |  | 2 | 0 | 0 | 0 | 0 | 5 | 0 | 0% | 0 | Sungrow SG125CX-P2 V21 | https://solsol.cz/de/plu/240120 | Dreiphasenwechselrichter
Commercial inverters/batteries | Sungrow | Dreiphasenwechselrichter | Sungrow SG350HX | 240030 | 350 |  |  | 7729.68 |  |  |  | 0 | 0 | 0 | 0 | 0 | 5 | 0 | 0% | 0 | Sungrow SG350HX | https://solsol.cz/de/plu/240030 | Dreiphasenwechselrichter
Residential inverters/batteries | Sungrow | Hybrid-Wechselrichter | Sungrow inverter SH10T CZ | 240100 | 10 | [6 empty] | 8 | 0 | 0 | 0 | 0 | 10 | 0 | 0% | 0 | Sungrow inverter SH10T CZ | https://solsol.cz/de/plu/240100 | Hybrid-Wechselrichter
Residential inverters/batteries | Sungrow | Hybrid-Wechselrichter | Sungrow inverter SH15T | 240150 | 15 |  |  | 2039.42 |  |  |  | 2 | 0 | 0 | 0 | 0 | 5 | 0 | 0% | 0 | Sungrow inverter SH15T | https://solsol.cz/de/plu/240150 | Hybrid-Wechselrichter
Residential inverters/batteries | Sungrow | Hybrid-Wechselrichter | Sungrow inverter SH20T | 240200 | 20 |  |  | 2259.84 |  |  |  | 4 | 0 | 0 | 0 | 0 | 5 | 0 | 0% | 0 | Sungrow inverter SH20T | https://solsol.cz/de/plu/240200 | Hybrid-Wechselrichter
Residential inverters/batteries | Sungrow | Hybrid-Wechselrichter | Sungrow inverter SH25T | 240201 | 25 |  |  | 2434.25 |  |  |  | 18 | 0 | 0 | 0 | 0 | 5 | 0 | 0% | 0 | Sungrow inverter SH25T | https://solsol.cz/de/plu/240201 | Hybrid-Wechselrichter
Commercial inverters/batteries | Sungrow | Batterie | Sungrow PowerStack ST225kWh-110kW-2h | 340231 | 110 |  |  | 40371.1 |  |  |  | 0 | 0 | 0 | 0 | 0 | 5 | 0 | 0% | 0 | Sungrow PowerStack ST225kWh-110kW-2h | https://solsol.cz/de/plu/340231 | Batterie
Commercial inverters/batteries | Sungrow | BMS | Sungrow EMS300CP_ST225CS-2H_V1326_S | 340001 | 110 |  |  | 1572.9 |  |  |  | 0 | 0 | 0 | 0 | 0 | 5 | 0 | 0% | 0 | Sungrow EMS300CP_ST225CS-2H_V1326_S | https://solsol.cz/de/plu/340001 | BMS
Residential inverters/batteries | Sungrow | Batterie | Sungrow SBH Battery Module (IEC)_SMR050 | 340050 | 5 |  |  | 1284 |  |  |  | 198 | 0 | 0 | 0 | 0 | 10 | 0 | 0% | 0 | Sungrow SBH Battery Module (IEC)_SMR050 | https://solsol.cz/de/plu/340050 | Batterie
Residential inverters/batteries | Sungrow | Zubehör | Sungrow SBH Accessory | 540002 | 0 |  |  | 486.85 |  |  |  | 40 | 0 | 0 | 0 | 0 | 10 | 0 | 0% | 0 | Sungrow SBH Accessory | https://solsol.cz/de/plu/540002 | Zubehör
Residential inverters/batteries | Sungrow | Zubehör | Sungrow I Home Manager | 540001 | 0 |  |  | 145.52 |  |  |  | 57 | 0 | 0 | 0 | 0 | 10 | 0 | 0% | 0 | Sungrow I Home Manager | https://solsol.cz/de/plu/540001 | Zubehör
Residential inverters/batteries | Sungrow | Zubehör | Sungrow WiNet-S2 V11 | 540011 | 0 |  |  | 54.57 |  |  |  | 4 | 0 | 0 | 0 | 0 | 10 | 0 | 0% | 0 | Sungrow WiNet-S2 V11 | https://solsol.cz/de/plu/540011 | Zubehör
Residential inverters/batteries | Sungrow | Zubehör | Sungrow Y-Connector | 540013 | 0 |  |  | 23.78 |  |  |  | 80 | 0 | 0 | 0 | 0 | 0 | 0 | 0% | 0 | Sungrow Y-Connector | https://solsol.cz/de/plu/540013 | Zubehör
Residential inverters/batteries | Sungrow | Ladegerät | Sungrow AC011E-01 EV Charger 11 kW EU 3-phase Hybrid Charging | 740110 | 11 |  |  | 270.71 |  |  |  | 0 | 0 | 0 | 0 | 0 | 10 | 0 | 0% | 0 | Sungrow AC011E-01 EV Charger 11 kW EU 3-phase Hybrid Charging | https://solsol.cz/de/plu/740110 | Ladegerät
Residential inverters/batteries | Sungrow | Ladegerät | Sungrow 22 kW AC Charger EU Version cable with MID | 740220 | 22 |  |  | 648.42 |  |  |  | 2 | 0 | 0 | 0 | 0 | 10 | 0 | 0% | 0 | Sungrow 22 kW AC Charger EU Version cable with MID | https://solsol.cz/de/plu/740220 | Ladegerät
Residential inverters/batteries | Sungrow | Hybrid-Wechselrichter-Set | PROMO Sungrow SET SH10T + SBH100 | 240001 | 10 | [6 empty] | 0 | 0 | 0 | 0 | 0 | 10 | 0 | 0% | 0 | PROMO Sungrow SET SH10T + SBH100 | https://solsol.cz/de/plu/240001 | Hybrid-Wechselrichter-Set
Commercial inverters/batteries | Sungrow | Gewerblicher Batteriesatz | Sungrow SET 2x SH25T + SBH 100 kWh | 240003 | 50 |  |  | 29472.29 |  |  |  | 0 | 0 | 0 | 0 | 0 | 5 | 0 | 0% | 0 | Sungrow SET 2x SH25T + SBH 100 kWh | https://solsol.cz/de/plu/240003 | Gewerblicher Batteriesatz
Commercial inverters/batteries | Sungrow | Gewerblicher Batteriesatz | Sungrow SET 1x SH25T + SBH 50 kWh | 240004 | 25 |  |  | 14736.04 |  |  |  | 0 | 0 | 0 | 0 | 0 | 0 | 0 | 0% | 0 | Sungrow SET 1x SH25T + SBH 50 kWh | https://solsol.cz/de/plu/240004 | Gewerblicher Batteriesatz
Commercial inverters/batteries | Sungrow | Gewerblicher Batteriesatz | Sungrow SET PowerStack ST225kWh-110kW-2h | 240002 | 0 |  |  | 41944 |  |  |  | 0 | 0 | 0 | 0 | 0 | 5 | 0 | 0% | 0 | Sungrow SET PowerStack ST225kWh-110kW-2h | https://solsol.cz/de/plu/240002 | Gewerblicher Batteriesatz
Residential inverters/batteries | Fronius | Dreiphasenwechselrichter | Fronius Symo GEN24 8.0 PLUS | 207080 | 8 |  |  | 1990.56 |  |  |  | 10 | 0 | 0 | 0 | 0 | 10 | 0 | 0% | 0 | Fronius Symo GEN24 8.0 PLUS | https://solsol.cz/de/plu/207080 | Dreiphasenwechselrichter
Residential inverters/batteries | Fronius | Dreiphasenwechselrichter | Fronius Symo GEN24 10.0 PLUS | 207101 | 10 |  |  | 2390.44 |  |  |  | 0 | 0 | 0 | 0 | 0 | 10 | 0 | 0% | 0 | Fronius Symo GEN24 10.0 PLUS | https://solsol.cz/de/plu/207101 | Dreiphasenwechselrichter
Commercial inverters/batteries | Fronius | Dreiphasenzähler | Fronius Smart Meter 63A-3 | 207001 | 0 |  |  | 165.29 |  |  |  | 7 | 0 | 0 | 0 | 0 | 2 | 0 | 0% | 0 | Fronius Smart Meter 63A-3 | https://solsol.cz/de/plu/207001 | Dreiphasenzähler
Residential inverters/batteries | Huawei | Einphasenwechselrichter | Huawei inverter SUN 2000-5KTL-L1 HC | 234051 | 5 |  |  | 575.28 |  |  |  | 1 | 0 | 0 | 0 | 0 | 10 | 0 | 0% | 0 | Huawei inverter SUN 2000-5KTL-L1 HC | https://solsol.cz/de/plu/234051 | Einphasenwechselrichter
Residential inverters/batteries | Huawei | Dreiphasenwechselrichter | Huawei inverter SUN 2000-6KTL-M1 HC | 234060 | 6 |  |  | 738.48 |  |  |  | 15 | 0 | 0 | 0 | 0 | 10 | 0 | 0% | 0 | Huawei inverter SUN 2000-6KTL-M1 HC | https://solsol.cz/de/plu/234060 | Dreiphasenwechselrichter
Residential inverters/batteries | Huawei | Dreiphasenwechselrichter | Huawei inverter SUN 2000-8KTL-M1 HC | 234080 | 8 |  |  | 748.68 |  |  |  | 2 | 0 | 0 | 0 | 0 | 10 | 0 | 0% | 0 | Huawei inverter SUN 2000-8KTL-M1 HC | https://solsol.cz/de/plu/233080 | Dreiphasenwechselrichter
Residential inverters/batteries | Huawei | Dreiphasenwechselrichter | Huawei inverter SUN 2000-10KTL-M1 HC | 234101 | 10 |  |  | 876.18 |  |  |  | 0 | 0 | 0 | 0 | 0 | 10 | 0 | 0% | 0 | Huawei inverter SUN 2000-10KTL-M1 HC | https://solsol.cz/de/plu/234101 | Dreiphasenwechselrichter
Residential inverters/batteries | Huawei | Dreiphasenwechselrichter | Huawei inverter SUN 2000-12KTL-M5 | 234120 | 12 |  |  | 1347.42 |  |  |  | 0 | 0 | 0 | 0 | 0 | 10 | 0 | 0% | 0 | Huawei inverter SUN 2000-12KTL-M5 | https://solsol.cz/de/plu/234120 | Dreiphasenwechselrichter
Residential inverters/batteries | Huawei | Dreiphasenwechselrichter | Huawei inverter SUN 5000-8K-MAP0 | 234081 | 8 |  |  | 961.86 |  |  |  | 1 | 0 | 0 | 0 | 0 | 15 | 0 | 0% | 0 | Huawei inverter SUN 5000-8K-MAP0 | https://solsol.cz/de/plu/234081 | Dreiphasenwechselrichter
Residential inverters/batteries | Huawei | Dreiphasenwechselrichter | Huawei inverter SUN 2000-10K-MAP0 | 234102 | 10 |  |  | 1281.12 |  |  |  | 11 | 0 | 0 | 0 | 0 | 10 | 0 | 0% | 0 | Huawei inverter SUN 2000-10K-MAP0 | https://solsol.cz/de/plu/234102 | Dreiphasenwechselrichter
Residential inverters/batteries | Huawei | Dreiphasenwechselrichter | Huawei inverter SUN 2000-12K-MAP0 | 234121 | 12 |  |  | 1384.14 |  |  |  | 3 | 0 | 0 | 0 | 0 | 10 | 0 | 0% | 0 | Huawei inverter SUN 2000-12K-MAP0 | https://solsol.cz/de/plu/234121 | Dreiphasenwechselrichter
Commercial inverters/batteries | Huawei | Dreiphasenwechselrichter | Huawei inverter SUN 5000-12K-MAP0 | 234122 | 12 |  |  | 1281.12 |  |  |  | 2 | 0 | 0 | 0 | 0 | 15 | 0 | 0% | 0 | Huawei inverter SUN 5000-12K-MAP0 | https://solsol.cz/de/plu/234122 | Dreiphasenwechselrichter
Residential inverters/batteries | Huawei | Hybrid-Wechselrichter-Set | Huawei inverter SET SUN 2000-5KTL-L1, 5 kWh battery | 234001 | 5 |  |  | 2929.9 |  |  |  | 0 | 0 | 0 | 0 | 0 | 10 | 0 | 0% | 0 | Huawei inverter SET SUN 2000-5KTL-L1, 5 kWh battery | https://solsol.cz/de/plu/234001 | Hybrid-Wechselrichter-Set
Residential inverters/batteries | Huawei | Hybrid-Wechselrichter-Set | Huawei inverter SET SUN 5000-8K-MAP0, 14 kWh battery | 234006 | 8 |  |  | 6460.68 |  |  |  | 0 | 0 | 0 | 0 | 0 | 10 | 0 | 0% | 0 | Huawei inverter SET SUN 5000-8K-MAP0, 14 kWh battery | https://solsol.cz/de/plu/234006 | Hybrid-Wechselrichter-Set
Residential inverters/batteries | Huawei | Hybrid-Wechselrichter-Set | Huawei inverter SET SUN 2000-10K-MAP0, 10 kWh battery | 234003 | 10 |  |  | 5250.4 |  |  |  | 0 | 0 | 0 | 0 | 0 | 10 | 0 | 0% | 0 | Huawei inverter SET SUN 2000-10K-MAP0, 10 kWh battery | https://solsol.cz/de/plu/234003 | Hybrid-Wechselrichter-Set
Residential inverters/batteries | Huawei | Hybrid-Wechselrichter-Set | Huawei inverter SET SUN 2000-10K-MAP0, 14 kWh battery | 234002 | 10 |  |  | 6779.94 |  |  |  | 0 | 0 | 0 | 0 | 0 | 10 | 0 | 0% | 0 | Huawei inverter SET SUN 2000-10K-MAP0, 14 kWh battery | https://solsol.cz/de/plu/234002 | Hybrid-Wechselrichter-Set
Commercial inverters/batteries | Huawei | Hybrid-Wechselrichter-Set | Huawei inverter SET SUN 5000-12K-MAP0, 10 kWh battery | 234004 | 12 |  |  | 5250.4 |  |  |  | 0 | 0 | 0 | 0 | 0 | 10 | 0 | 0% | 0 | Huawei inverter SET SUN 5000-12K-MAP0, 10 kWh battery | https://solsol.cz/de/plu/234004 | Hybrid-Wechselrichter-Set
Commercial inverters/batteries | Huawei | Hybrid-Wechselrichter-Set | Huawei inverter SET SUN 5000-12K-MAP0, 14 kWh battery | 234005 | 12 |  |  | 6779.94 |  |  |  | 0 | 0 | 0 | 0 | 0 | 10 | 0 | 0% | 0 | Huawei inverter SET SUN 5000-12K-MAP0, 14 kWh battery | https://solsol.cz/de/plu/234005 | Hybrid-Wechselrichter-Set
Residential inverters/batteries | Huawei | BMS | Huawei power module LUNA2000-5KW-C0 | 334051 | 0 |  |  | 640 |  |  |  | 64 | 0 | 0 | 0 | 0 | 10 | 0 | 0% | 0 | Huawei power module LUNA2000-5KW-C0 | https://solsol.cz/de/plu/334051 | BMS
Residential inverters/batteries | Huawei | Batterie | Huawei battery module LUNA2000-5-E0 | 334050 | 5 |  |  | 1614.66 |  |  |  | 36 | 0 | 0 | 0 | 0 | 10 | 0 | 0% | 0 | Huawei battery module LUNA2000-5-E0 | https://solsol.cz/de/plu/334050 | Batterie
Residential inverters/batteries | Huawei | Batterie | Huawei battery module LUNA2000-7-E1 | 334070 | 7 |  |  | 2291.94 |  |  |  | 2 | 0 | 0 | 0 | 0 | 10 | 0 | 0% | 0 | Huawei battery module LUNA2000-7-E1 | https://solsol.cz/de/plu/334070 | Batterie
Residential inverters/batteries | Huawei | BMS | Huawei power module LUNA2000-10KW-C1 | 334010 | 0 |  |  | 814.98 |  |  |  | 4 | 0 | 0 | 0 | 0 | 10 | 0 | 0% | 0 | Huawei power module LUNA2000-10KW-C1 | https://solsol.cz/de/plu/334153 | BMS
Residential inverters/batteries | Huawei | Dreiphasenwechselrichter | Huawei inverter SUN 2000-12K MB0 | 534003 | 12 |  |  | 1589 |  |  |  | 10 | 0 | 0 | 0 | 0 | 10 | 0 | 0% | 0 | Huawei inverter SUN 2000-12K MB0 | https://solsol.cz/de/plu/534003 | Dreiphasenwechselrichter
Commercial inverters/batteries | Huawei | Dreiphasenwechselrichter | Huawei inverter SUN 2000-15K MB0 | 534004 | 15 |  |  | 2050.65 |  |  |  | 10 | 0 | 0 | 0 | 0 | 0 | 0 | 0% | 0 | Huawei inverter SUN 2000-15K MB0 | https://solsol.cz/de/plu/334010 | Dreiphasenwechselrichter
Commercial inverters/batteries | Huawei | Dreiphasenwechselrichter | Huawei inverter SUN 2000-20K-MB0 | 234201 | 20 |  |  | 2050.65 |  |  |  | 1 | 0 | 0 | 0 | 0 | 10 | 0 | 0% | 0 | Huawei inverter SUN 2000-20K-MB0 | https://solsol.cz/de/plu/234201 | Dreiphasenwechselrichter
Commercial inverters/batteries | Huawei | Dreiphasenwechselrichter | Huawei inverter SUN 2000-25K MB0 | 234251 | 25 |  |  | 2050.65 |  |  |  | 0 | 0 | 0 | 0 | 0 | 10 | 0 | 0% | 0 | Huawei inverter SUN 2000-25K MB0 | https://solsol.cz/de/plu/234251 | Dreiphasenwechselrichter
Commercial inverters/batteries | Huawei | Dreiphasenwechselrichter | Huawei inverter SUN 2000-30KTL-M3 | 234300 | 33 |  |  | 1864.56 |  |  |  | 1 | 0 | 0 | 0 | 0 | 5 | 0 | 0% | 0 | Huawei inverter SUN 2000-30KTL-M3 | https://solsol.cz/de/plu/234300 | Dreiphasenwechselrichter
Commercial inverters/batteries | Huawei | Dreiphasenwechselrichter | Huawei inverter SUN 2000-36KTL-M3 | 234360 | 36 |  |  | 2128.74 |  |  |  | 0 | 0 | 0 | 0 | 0 | 5 | 0 | 0% | 0 | Huawei inverter SUN 2000-36KTL-M3 | https://solsol.cz/de/plu/234360 | Dreiphasenwechselrichter
Commercial inverters/batteries | Huawei | Dreiphasenwechselrichter | Huawei inverter SUN 2000-40KTL-M3 | 234400 | 40 |  |  | 2245.02 |  |  |  | 0 | 0 | 0 | 0 | 0 | 5 | 0 | 0% | 0 | Huawei inverter SUN 2000-40KTL-M3 | https://solsol.cz/de/plu/234400 | Dreiphasenwechselrichter
Commercial inverters/batteries | Huawei | Dreiphasenwechselrichter | Huawei inverter SUN 2000-50KTL-M3 | 234500 | 50 |  |  | 2251.14 |  |  |  | 0 | 0 | 0 | 0 | 0 | 5 | 0 | 0% | 0 | Huawei inverter SUN 2000-50KTL-M3 | https://solsol.cz/de/plu/234500 | Dreiphasenwechselrichter
Commercial inverters/batteries | Huawei | Dreiphasenwechselrichter | Huawei inverter SUN 2000-100KTL-M2 | 234100 | 100 |  |  | 3556.74 |  |  |  | 0 | 0 | 0 | 0 | 0 | 5 | 0 | 0% | 0 | Huawei inverter SUN 2000-100KTL-M2 | https://solsol.cz/de/plu/234100 | Dreiphasenwechselrichter
Commercial inverters/batteries | Huawei | Dreiphasenwechselrichter | Huawei inverter SUN2000-115KTL-M2 | 234151 | 0 |  |  | 3564.9 |  |  |  | 0 | 0 | 0 | 0 | 0 | 5 | 0 | 0% | 0 | Huawei inverter SUN2000-115KTL-M2 | https://solsol.cz/de/plu/234151 | Dreiphasenwechselrichter
Commercial inverters/batteries | Huawei | Dreiphasenwechselrichter | Huawei inverter SUN2000-150K-MG0 | 234150 | 0 |  |  | 4773.6 |  |  |  | 0 | 0 | 0 | 0 | 0 | 5 | 0 | 0% | 0 | Huawei inverter SUN2000-150K-MG0 | https://solsol.cz/de/plu/234150 | Dreiphasenwechselrichter
Commercial inverters/batteries | Huawei | Dreiphasenwechselrichter | Huawei inverter SUN5000-150K-MG0 | 234014 | 0 |  |  | 4773.6 |  |  |  | 0 | 0 | 0 | 0 | 0 | 5 | 0 | 0% | 0 | Huawei inverter SUN5000-150K-MG0 | https://solsol.cz/de/plu/234014 | Dreiphasenwechselrichter
Commercial inverters/batteries | Huawei | Batterie | Huawei LUNA2000-215KWH-2S10 | 334201 | 0 |  |  | 44874.9 |  |  |  | 0 | 0 | 0 | 0 | 0 | 10 | 0 | 0% | 0 | Huawei LUNA2000-215KWH-2S10 | https://solsol.cz/de/plu/334201 | Batterie
Commercial inverters/batteries | Huawei | Zubehör | Huawei SmartLogger3000C01 | 534016 | 0 |  |  | 954.72 |  |  |  | 0 | 0 | 0 | 0 | 0 | 10 | 0 | 0% | 0 | Huawei SmartLogger3000C01 | https://solsol.cz/de/plu/534016 | Zubehör
Commercial inverters/batteries | Huawei | Zubehör | Huawei SmartModule1000A01 | 534017 | 0 |  |  | 215.22 |  |  |  | 0 | 0 | 0 | 0 | 0 | 10 | 0 | 0% | 0 | Huawei SmartModule1000A01 | https://solsol.cz/de/plu/534017 | Zubehör
Commercial inverters/batteries | Huawei | Zubehör | Huawei Smart Power Sensor-80AI-T0 | 534018 | 0 |  |  | 146.88 |  |  |  | 0 | 0 | 0 | 0 | 0 | 10 | 0 | 0% | 0 | Huawei Smart Power Sensor-80AI-T0 | https://solsol.cz/de/plu/534018 | Zubehör
Commercial inverters/batteries | Huawei | Zubehör | Commissioning BESS service Huawei LUNA | 001071 | 0 |  |  | 1825.8 |  |  |  | 0 | 0 | 0 | 0 | 0 | 10 | 0 | 0% | 0 | Commissioning BESS service Huawei LUNA | 0 | Zubehör
Residential inverters/batteries | Huawei | Dreiphasensensor | Huawei meter DTSU666-H 100A | 534001 | 0 |  |  | 99.96 |  |  |  | 4 | 0 | 0 | 0 | 0 | 2 | 0 | 0% | 0 | Huawei meter DTSU666-H 100A | https://solsol.cz/de/plu/534001 | Dreiphasensensor
Residential inverters/batteries | Huawei | Dreiphasensensor | Huawei meter DTSU666-H 250A | 534010 | 0 |  |  | 99.96 |  |  |  | 6 | 0 | 0 | 0 | 0 | 2 | 0 | 0% | 0 | Huawei meter DTSU666-H 250A | https://solsol.cz/de/plu/534010 | Dreiphasensensor
Residential inverters/batteries | Huawei | Zubehör | Huawei LUNA2000 Wall Mounting Bracket | 534000 | 0 |  |  | 59.16 |  |  |  | 5 | 0 | 0 | 0 | 0 | 2 | 0 | 0% | 0 | Huawei LUNA2000 Wall Mounting Bracket | https://solsol.cz/de/plu/534000 | Zubehör
Residential inverters/batteries | Huawei | Zubehör | Huawei EMMA-A02 | 534002 | 0 |  |  | 403.92 |  |  |  | 11 | 0 | 0 | 0 | 0 | 2 | 0 | 0% | 0 | Huawei EMMA-A02 | https://solsol.cz/de/plu/534002 | Zubehör
Residential inverters/batteries | Huawei | Zubehör | Huawei Dongle WLAN-FE (Fast Ethernet) AP+STA | 534007 | 0 |  |  | 42.84 |  |  |  | 1 | 0 | 0 | 0 | 0 | 2 | 0 | 0% | 0 | Huawei Dongle WLAN-FE (Fast Ethernet) AP+STA | https://solsol.cz/de/plu/534007 | Zubehör
Residential inverters/batteries | Huawei | Zubehör | Huawei SmartLogger3000A01 without MBUS | 534008 | 0 |  |  | 339.66 |  |  |  | 1 | 0 | 0 | 0 | 0 | 2 | 0 | 0% | 0 | Huawei SmartLogger3000A01 without MBUS | https://solsol.cz/de/plu/534008 | Zubehör
Residential inverters/batteries | Huawei | Zubehör | Huawei SmartLogger3000A03 with MBUS | 534009 | 0 |  |  | 778.26 |  |  |  | 3 | 0 | 0 | 0 | 0 | 2 | 0 | 0% | 0 | Huawei SmartLogger3000A03 with MBUS | https://solsol.cz/de/plu/534009 | Zubehör
Residential inverters/batteries | Huawei | Zubehör | Huawei SmartGuard-63A-S0 | 534032 | 0 |  |  | 477.36 |  |  |  | 0 | 0 | 0 | 0 | 0 | 10 | 0 | 0% | 0 | Huawei SmartGuard-63A-S0 | https://solsol.cz/de/plu/534032 | Zubehör
Residential inverters/batteries | Huawei | Zubehör | Huawei SmartGuard-63A-T0 | 534012 | 0 |  |  | 606.9 |  |  |  | 1 | 0 | 0 | 0 | 0 | 10 | 0 | 0% | 0 | Huawei SmartGuard-63A-T0 | https://solsol.cz/de/plu/534012 | Zubehör
Residential inverters/batteries | Huawei | Zubehör | Huawei Backup Box 1-phase | 534006 | 0 |  |  | 318.24 |  |  |  | 0 | 0 | 0 | 0 | 0 | 2 | 0 | 0% | 0 | Huawei Backup Box 1-phase | https://solsol.cz/de/plu/534006 | Zubehör
Residential inverters/batteries | Huawei | Zubehör | Huawei 4G dongle, no SIM card | 534013 | 0 |  |  | 97.92 |  |  |  | 18 | 0 | 0 | 0 | 0 | 2 | 0 | 0% | 0 | Huawei 4G dongle, no SIM card | https://solsol.cz/de/plu/534013 | Zubehör
Residential inverters/batteries | Huawei | Zubehör | Huawei Backup Box 3-phase | 534005 | 0 |  |  | 508.98 |  |  |  | 1 | 0 | 0 | 0 | 0 | 2 | 0 | 0% | 0 | Huawei Backup Box 3-phase | https://solsol.cz/de/plu/534005 | Zubehör
Residential inverters/batteries | Huawei | Ladegerät | Huawei AC charger 3-phase 22 kW/32A | 734220 | 22 |  |  | 577.32 |  |  |  | 3 | 0 | 0 | 0 | 0 | 3 | 0 | 0% | 0 | Huawei AC charger 3-phase 22 kW/32A | https://solsol.cz/de/plu/734220 | Ladegerät
Residential inverters/batteries | Huawei | Dreiphasenwechselrichter | Huawei inverter SUN 2000-5KTL-M1-HC | 234050 | 5 |  |  | 829 |  |  |  | 10 | 0 | 0 | 0 | 0 | 10 | 0 | 0% | 0 | Huawei inverter SUN 2000-5KTL-M1-HC | https://solsol.cz/de/plu/234050 | Dreiphasenwechselrichter
Residential inverters/batteries | Huawei | Optimierer | Huawei SUN2000-450W-P2 Optimizer | 434040 | 0 |  |  | 34.68 |  |  |  | -94 | 0 | 0 | 0 | 0 | 25 | 0 | 0% | 0 | Huawei SUN2000-450W-P2 Optimizer | https://solsol.cz/de/plu/234040 | Optimierer
Residential inverters/batteries | Huawei | Optimierer | Huawei SUN2000-600W-P Optimizer | 434060 | 600 |  |  | 36.72 |  |  |  | 35 | 0 | 0 | 0 | 0 | 25 | 0 | 0% | 0 | Huawei SUN2000-600W-P Optimizer | https://solsol.cz/de/plu/434060 | Optimierer
Residential inverters/batteries | Huawei | Optimierer | Huawei MERC-1100W-P Short Cable Optimizer | 434110 | 1100 |  |  | 53.04 |  |  |  | 16 | 0 | 0 | 0 | 0 | 25 | 0 | 0% | 0 | Huawei MERC-1100W-P Short Cable Optimizer | https://solsol.cz/de/plu/434110 | Optimierer
Residential inverters/batteries | Huawei | Optimierer | Huawei MERC-1100W-P Long Cable Optimizer | 434111 | 1100 |  |  | 58.14 |  |  |  | 0 | 0 | 0 | 0 | 0 | 25 | 0 | 0% | 0 | Huawei MERC-1100W-P Long Cable Optimizer | https://solsol.cz/de/plu/434111 | Optimierer
Residential inverters/batteries | Huawei | Optimierer | Huawei MERC-1300W-P Short Cable Optimizer | 434120 | 1300 |  |  | 61.2 |  |  |  | 7 | 0 | 0 | 0 | 0 | 25 | 0 | 0% | 0 | Huawei MERC-1300W-P Short Cable Optimizer | https://solsol.cz/de/plu/434120 | Optimierer
Residential inverters/batteries | Huawei | Optimierer | Huawei MERC-1300W-P Long Cable Optimizer | 434121 | 1300 |  |  | 69.36 |  |  |  | 0 | 0 | 0 | 0 | 0 | 25 | 0 | 0% | 0 | Huawei MERC-1300W-P Long Cable Optimizer | https://solsol.cz/de/plu/434121 | Optimierer
Residential inverters/batteries | Deye | Einphasenwechselrichter | Deye inverter SUN-6K-SG03LP1-EU | 237060 | 6 |  |  | 789.66 |  |  |  | 0 | 0 | 0 | 0 | 0 | 10 | 0 | 0% | 0 | Deye inverter SUN-6K-SG03LP1-EU | https://solsol.cz/de/plu/237060 | Einphasenwechselrichter
Residential inverters/batteries | Deye | Einphasenwechselrichter | Deye inverter SUN-8K-SG01LP1-EU | 237080 | 8 |  |  | 883.2 |  |  |  | 28 | 0 | 0 | 0 | 0 | 10 | 0 | 0% | 0 | Deye inverter SUN-8K-SG01LP1-EU | https://solsol.cz/de/plu/237080 | Einphasenwechselrichter
Residential inverters/batteries | Deye | Einphasenwechselrichter | Deye inverter SUN-12K-SG02LP1-EU AFCI | 237121 | 12 |  |  | 1515.12 |  |  |  | 18 | 0 | 0 | 0 | 0 | 10 | 0 | 0% | 0 | Deye inverter SUN-12K-SG02LP1-EU AFCI | https://solsol.cz/de/plu/237121 | Einphasenwechselrichter
Residential inverters/batteries | Deye | Dreiphasenwechselrichter | Deye inverter SUN-6K-SG04LP3-EU | 237061 | 6 |  |  | 1431.66 |  |  |  | 4 | 0 | 0 | 0 | 0 | 10 | 0 | 0% | 0 | Deye inverter SUN-6K-SG04LP3-EU | https://solsol.cz/de/plu/237061 | Dreiphasenwechselrichter
Residential inverters/batteries | Deye | Dreiphasenwechselrichter | Deye inverter SUN-12K-SG04LP3-EU | 237120 | 12 |  |  | 1515.12 |  |  |  | 2 | 0 | 0 | 0 | 0 | 10 | 0 | 0% | 0 | Deye inverter SUN-12K-SG04LP3-EU | https://solsol.cz/de/plu/237120 | Dreiphasenwechselrichter
Residential inverters/batteries | Deye | Dreiphasenwechselrichter | Deye inverter SUN-10K-SG05LP3-EU-SM2 | 237104 | 10 |  |  | 1293.63 |  |  |  | 12 | 0 | 0 | 0 | 0 | 10 | 0 | 0% | 0 | Deye inverter SUN-10K-SG05LP3-EU-SM2 | https://solsol.cz/de/plu/237104 | Dreiphasenwechselrichter
Residential inverters/batteries | Deye | Dreiphasenwechselrichter | Deye inverter SUN-20K-SG05LP3-EU-SM2 | 237201 | 20 |  |  | 1981.64 |  |  |  | 10 | 0 | 0 | 0 | 0 | 10 | 0 | 0% | 0 | Deye inverter SUN-20K-SG05LP3-EU-SM2 | https://solsol.cz/de/plu/237201 | Dreiphasenwechselrichter
Commercial inverters/batteries | Deye | Dreiphasenwechselrichter | Deye inverter SUN-30K-SG01HP3-EU-BM3 | 237300 | 30 |  |  | 2485.4 |  |  |  | 7 | 0 | 0 | 0 | 0 | 10 | 0 | 0% | 0 | Deye inverter SUN-30K-SG01HP3-EU-BM3 | https://solsol.cz/de/plu/237300 | Dreiphasenwechselrichter
Commercial inverters/batteries | Deye | Dreiphasenwechselrichter | Deye inverter SUN-50K-SG01HP3-EU | 237500 | 50 |  |  | 3954.72 |  |  |  | 4 | 0 | 0 | 0 | 0 | 10 | 0 | 0% | 0 | Deye inverter SUN-50K-SG01HP3-EU | https://solsol.cz/de/plu/237500 | Dreiphasenwechselrichter
Residential inverters/batteries | Deye | Batterie | Deye HV Battery BOS-G Pack (PRO) 5.1 | 337053 | 0 |  |  | 649.49 |  |  |  | 2 | 0 | 0 | 0 | 0 | 0 | 0 | 0% | 0 | Deye HV Battery BOS-G Pack (PRO) 5.1 | https://solsol.cz/de/plu/337050 | Batterie
Residential inverters/batteries | Deye | Batterie | Deye LV Battery SE-G5.1 Pro-B | 337052 | 0 |  |  | 673.03 |  |  |  | 0 | 0 | 0 | 0 | 0 | 0 | 0 | 0% | 0 | Deye LV Battery SE-G5.1 Pro-B | https://solsol.cz/de/plu/337052 | Batterie
Residential inverters/batteries | Deye | Zubehör | Deye BOS-G-Rack-2G (9 layers) | 537012 | 0 |  |  | 214 |  |  |  | 0 | 0 | 0 | 0 | 0 | 0 | 0 | 0% | 0 | Deye BOS-G-Rack-2G (9 layers) | https://solsol.cz/de/plu/537012 | Zubehör
Residential inverters/batteries | Deye | Zubehör | Deye HV Rack for BOS-G (13 layers) | 537002 | 0 |  |  | 233.26 |  |  |  | 9 | 0 | 0 | 0 | 0 | 0 | 0 | 0% | 0 | Deye HV Rack for BOS-G (13 layers) | https://solsol.cz/de/plu/537002 | Zubehör
Residential inverters/batteries | Deye | Zubehör | Deye HV Control Box BOS-G (HVB750V/100A-EU 120-750V 100A) BMS | 337051 | 0 |  |  | 623.81 |  |  |  | 22 | 0 | 0 | 0 | 0 | 0 | 0 | 0% | 0 | Deye HV Control Box BOS-G (HVB750V/100A-EU 120-750V 100A) BMS | https://solsol.cz/de/plu/337051 | Zubehör
Residential inverters/batteries | BYD | Batterie | BYD BMS+BASE control box HVS/HVM | 336001 | 0 |  |  | 416.12 |  |  |  | 3 | 0 | 0 | 0 | 0 | 0 | 0 | 0% | 0 | BYD BMS+BASE control box HVS/HVM | https://solsol.cz/de/plu/336001 | Batterie
Residential inverters/batteries | BYD | Batterie | BYD BMS+BASE control box 2.0 HVS/HVM | 336003 | 0 |  |  | 373 |  |  |  | 19 | 0 | 0 | 0 | 0 | 0 | 0 | 0% | 0 | BYD BMS+BASE control box 2.0 HVS/HVM | https://solsol.cz/de/plu/336003 | Batterie
Residential inverters/batteries | BYD | Batterie | BYD BatteryBox Premium HVM 2.76 kWh | 336030 | 2.76 |  |  | 713 |  |  |  | 73 | 0 | 0 | 0 | 0 | 0 | 0 | 0% | 0 | BYD BatteryBox Premium HVM 2.76 kWh | https://solsol.cz/de/plu/336030 | Batterie
Residential inverters/batteries | BYD | Batterie | BYD BatteryBox Premium HVS 2.56 kWh | 336031 | 2.56 |  |  | 713.79 |  |  |  | 0 | 0 | 0 | 0 | 0 | 0 | 0 | 0% | 0 | BYD BatteryBox Premium HVS 2.56 kWh | https://solsol.cz/de/plu/336031 | Batterie
Residential inverters/batteries | Pylontech | Batterie | Pylontech Force H2 (FSC500M BMS) - FORPLFH2-BMS | 311001 | 0 |  |  | 449 |  |  |  | 0 | 0 | 0 | 0 | 0 | 10 | 0 | 0% | 0 | Pylontech Force H2 (FSC500M BMS) - FORPLFH2-BMS | https://solsol.cz/de/plu/311001 | Batterie
Residential inverters/batteries | Pylontech | Batterie | Pylontech BMS SC0500A-100S control module - PYSC0500A-100S | 311002 | 0 |  |  | 439 |  |  |  | 3 | 0 | 0 | 0 | 0 | 0 | 0 | 0% | 0 | Pylontech BMS SC0500A-100S control module - PYSC0500A-100S | https://solsol.cz/de/plu/311002 | Batterie
Residential inverters/batteries | SYL/Risen | Batterie | SYL HV BCU BOX-v2 - SYLHVBCUBOX-v2 | 316002 | 0 |  |  | 60 |  |  |  | 16 | 0 | 0 | 0 | 0 | 0 | 0 | 0% | 0 | SYL HV BCU BOX-v2 - SYLHVBCUBOX-v2 | https://solsol.cz/de/plu/316002 | Batterie
Residential inverters/batteries | SYL/Risen | Batterie | SYL HV Battery module SM3K7NE-v2 - SYLSM3K7NE-v2 | 316033 | 3.7 |  |  | 599 |  |  |  | 24 | 0 | 0 | 0 | 0 | 0 | 0 | 0% | 0 | SYL HV Battery module SM3K7NE-v2 - SYLSM3K7NE-v2 | https://solsol.cz/de/plu/316033 | Batterie
Residential inverters/batteries | Shenzhen LianLiSolar | Zubehör für tragbare Bedienfelder | Shenzhen LianLiSolar DC5521 to MC4 cable | 120103 | 0 |  |  | 4 |  |  |  | 296 | 0 | 0 | 0 | 0 | 0 | 0 | 0% | 0 | Shenzhen LianLiSolar DC5521 to MC4 cable | https://solsol.cz/de/plu/120103 | Zubehör für tragbare Bedienfelder
Residential inverters/batteries | Shenzhen LianLiSolar | Zubehör für tragbare Bedienfelder | Shenzhen LianLiSolar LL-CA06 - MC4 to 6 connectors | 120104 | 0 |  |  | 4.9 |  |  |  | 30 | 0 | 0 | 0 | 0 | 0 | 0 | 0% | 0 | Shenzhen LianLiSolar LL-CA06 - MC4 to 6 connectors | https://solsol.cz/de/plu/120104 | Zubehör für tragbare Bedienfelder
Dispatch control | VOLTEON | Einsatzleitzentrale | Dispatch control - RTU distribution board incl. PV + 10 hours of design work | 920036 | 0 |  |  | 7757.94 |  |  |  | 1 | 0 | 0 | 0 | 0 | 0 | 0 | 0% | 0 | Dispatch control - RTU distribution board incl. PV + 10 hours of design work | https://solsol.cz/de/plu/920036 | Einsatzleitzentrale
Dispatch control | VOLTEON | Einsatzleitzentrale | Dispatch control - sub distribution board | 920037 | 0 |  |  | 2878.19 |  |  |  | 0 | 0 | 0 | 0 | 0 | 0 | 0 | 0% | 0 | Dispatch control - sub distribution board | https://solsol.cz/de/plu/920037 | Einsatzleitzentrale
Dispatch control | VOLTEON | Einsatzleitzentrale | Dispatch control - digital panel multimeter PLA33RXEDL | 920038 | 0 |  |  | 821.43 |  |  |  | 0 | 0 | 0 | 0 | 0 | 0 | 0 | 0% | 0 | Dispatch control - digital panel multimeter PLA33RXEDL | https://solsol.cz/de/plu/920038 | Einsatzleitzentrale
Dispatch control | VOLTEON | Einsatzleitzentrale | Dispatch control - design work (optional) - review and possible comments on the project documentation | 920039 | 0 |  |  | 1523.89 |  |  |  | 0 | 0 | 0 | 0 | 0 | 0 | 0 | 0% | 0 | Dispatch control - design work (optional) - review and possible comments on the project documentation | https://solsol.cz/de/plu/920039 | Einsatzleitzentrale
Dispatch control | VOLTEON | Einsatzleitzentrale | Dispatch control - customer modifications - 1 hour of programmer work | 920040 | 0 |  |  | 66.67 |  |  |  | 0 | 0 | 0 | 0 | 0 | 0 | 0 | 0% | 0 | Dispatch control - customer modifications - 1 hour of programmer work | https://solsol.cz/de/plu/920040 | Einsatzleitzentrale
Service | Solsol | Service | Commissioning service WIT | 001070 | 0 |  |  | 500 |  |  |  | 0 | 0 | 0 | 0 | 0 | 0 | 0 | 0% | 0 | Commissioning service WIT | https://solsol.cz/de/plu/001070 | Service
Projekte mit einer Leistung über 1 MWP werden individuell auf Anfrage unter sales@solsol.cz kalkuliert.
Die Preisliste ist vom 10.2.2026 bis zur Veröffentlichung der neuen Preisliste gültig.
Ab dem 1.4.2023 wird eine Recyclinggebühr von 2 CZK/kg (oder dem entsprechenden Gegenwert in EUR) auf den Preis des PV-Moduls erhoben – dies gilt nur für Kunden in Tschechien. Für Kunden außerhalb Tschechiens fällt diese Recyclinggebühr nicht an.
Ab dem 1.1.2025 wird eine Recyclinggebühr von 2,5 CZK/kg (oder dem entsprechenden Gegenwert in EUR) auf den Batteriepreis aufgeschlagen – dies gilt nur für Kunden in Tschechien. Für Kunden außerhalb Tschechiens fällt diese Recyclinggebühr nicht an.
Ab dem 1.7.2025 wird eine Recyclinggebühr von 1,32 CZK/kg (oder dem entsprechenden Gegenwert in EUR) auf den Preis des Wechselrichters erhoben – dies gilt nur für Kunden in Tschechien. Für Kunden außerhalb Tschechiens fällt diese Recyclinggebühr nicht an.
SOLSOL sro Brno, 616 00, Technická 3029, CZ, Tel: +420 774 836 148, sales@solsol.cz, www.solsol.cz
Steuernummer: CZ29360391, eingetragen beim Landgericht Brünn, Abteilung C, Akte 75143

## Configurator
[7 empty] | Skrýt | Skrýt | Skrýt | Skrýt | Skrýt | Skrýt | Skrýt | Skrýt
| Technologie | Growatt MID 30KTL3-XH | Batteriekapazität kWh für MOD + MID | 60 |  |  | 5 | 5 | 0 | Ja | Growatt MOD 10KTL3 XH BP | 10 kW | Growatt TPM-CT-E-EU (250/5A) | Nein
| Wechselrichtergröße kW | 50 | Batteriekapazität kWh für WIT 50-100 HU | 100.31 |  |  | 14.33 | 10 | 71.65 | Nein | Growatt MID 15KTL3-XH | 15 kW | Growatt TPM-CT-E-EU (600/5A) | SEM-X (100kW)
| Backup-Box für 10-kW-Wechselrichter | Nein | Anzahl der Sätze | 1 |  |  |  | 15 | 85.98 |  | Growatt MID 20KTL3-XH | 20 kW |  | SEM-X (300kW)
| Backup-Box für 15-30 kW Wechselrichter | Nein | [5 empty] | 20 | 100.31 |  | Growatt MID 25KTL3-XH | 25 kW |  | SEM-X (600kW)
| Energiezähler für WIT-Wechselrichter | Growatt TPM-CT-E-EU (250/5A) | [5 empty] | 25 | 114.64 |  | Growatt MID 30KTL3-XH | 30 kW |  | SEM-X (1MW)
| Intelligenter Energiemanager für WIT | SEM-X (100kW) | [5 empty] | 30 | 128.97 |  | Growatt WIT 50KTL3-HU | 50 kW
[8 empty] | 35 | 143.3 |  | Growatt WIT 75KTL3-HU | 75 kW
[8 empty] | 40 | 157.63 |  | Growatt WIT 100KTL3-HU | 100 kW
[8 empty] | 45 | 171.96 |  | Growatt SPH10000TL3 BH-UP | 10 kW
Technology | Power kW | PLU | Name | Note | Quantity | EUR price |  | 50 | 186.29
Growatt MID 30KTL3-XH | 30 | 209302 | Growatt MID 30KTL3-XH | Erforderlich | 1 | 1567.5 |  | 55 | 200.62
Growatt MID 30KTL3-XH | 30 | 309052 | APX 5.0P-B1 | Erforderlich | 12 | 12031.08 |  | 60
Growatt MID 30KTL3-XH | 30 | 309003 | APX 98034-P2 | Erforderlich | 2 | 561
Growatt MID 30KTL3-XH | 30 | 509014 | Growatt APX 5.0P Battery Base | Erforderlich | 4 | 132
Growatt MID 30KTL3-XH | 30 | 509031 | TPM-E | Erforderlich | 1 | 121
Growatt MID 30KTL3-XH | 30 | 509011 | ShineWifi-X | Zubehör | 1 | 15.75
Growatt MID 30KTL3-XH | 30 | 509102 | SYN-100-XH-30 | Zubehör | 0 | 0
Growatt MID 30KTL3-XH | 30 | 509035 | Growatt APX 5.0P Paraller cable | Zubehör | 2 | 96.8
Growatt MID 30KTL3-XH | 30 | 509036 | APX Cascading Communication Cable | Zubehör | 1 | 18.7
Growatt MID 30KTL3-XH | 30 | - | - | - | Gesamtpreis | 14543.83
Technology | Power kW | PLU | Name | Note | Quantity | EUR price |  | 50 | 186.29
Growatt MOD 10KTL3 XH BP | 10 | 209104 | MOD 10KTL3-XH BP | Erforderlich | 1 | 924
Growatt MOD 10KTL3 XH BP | 10 | 309052 | APX 5.0P-B1 | Erforderlich | #VALUE! | #VALUE!
Growatt MOD 10KTL3 XH BP | 10 | 309006 | APX 98020-P1 | Erforderlich | 1 | 198
Growatt MOD 10KTL3 XH BP | 10 | 509014 | Growatt APX 5.0P Battery Base | Erforderlich | 2 | 66
Growatt MOD 10KTL3 XH BP | 10 | 509031 | TPM-E | Erforderlich | 1 | 121
Growatt MOD 10KTL3 XH BP | 10 | 509011 | ShineWifi-X | Teil des Sets | 1 | 15.75
Growatt MOD 10KTL3 XH BP | 10 | 509102 | SYN-100-XH-30 | Zubehör | 0 | 0
Growatt MOD 10KTL3 XH BP | 10 | 509035 | Growatt APX 5.0P Paraller cable | Zubehör | 1 | 48.4
Growatt MOD 10KTL3 XH BP | 10 | - | - | - | Gesamtpreis | #VALUE!
Growatt WIT 50KTL3-HU | 50 | 209504 | Growatt WIT 50K-HU | Erforderlich | 1 | 4171.2
Growatt WIT 50KTL3-HU | 50 | 309141 | Baterie Growatt APX 14.3P-B1 | Erforderlich | 7 | 17979.5
Growatt WIT 50KTL3-HU | 50 | 309005 | Growatt APX 14.3P BMS (100083-P1-EU) 71-114kWh | Erforderlich | 1 | 1489.4
Growatt WIT 50KTL3-HU | 50 | 309004 | Growatt APX 14.3P BMS (HVC100140-C1) 129-200kWh | Erforderlich | 0 | 0
Growatt WIT 50KTL3-HU | 50 | 509016 | Base Growatt APX 14.3P-B1 Battery Base | Erforderlich | 2 | 385
Growatt WIT 50KTL3-HU | 50 | 509025 | Kabel Growatt APX14.3P-B1 Battery cable | Erforderlich | 1 | 179.3
Growatt WIT 50KTL3-HU | 50 | 509141 | Growatt TPM-CT-E-EU (250/5A) | Erforderlich | 1 | 191.4
Growatt WIT 50KTL3-HU | 50 | 509142 | Growatt TPM-CT-E-EU (600/5A) | Erforderlich | 0 | 0
Growatt WIT 50KTL3-HU | 50 | 509026 | Growatt APX14.3P-B1 Series cable | Zubehör | 1 | 92.4
Growatt WIT 50KTL3-HU | 50 | 509161 | Growatt ShineWiLan-X2 | Erforderlich | 1 | 25.2
Growatt WIT 50KTL3-HU | 50 | 509100 | SEM-X (100kW) | Zubehör | 1 | 433.4
Growatt WIT 50KTL3-HU | 50 | 509110 | SEM-X (300kW) | Zubehör | 0 | 0
Growatt WIT 50KTL3-HU | 50 | 509120 | SEM-X (600kW) | Zubehör | 0 | 0
Growatt WIT 50KTL3-HU | 50 | 509130 | SEM-X (1MW) | Zubehör | 0 | 0
Growatt WIT 50KTL3-HU | 50 | - | - | - | Gesamtpreis | 24946.8
Growatt WIT 75KTL3-HU | 75 | 209751 | Growatt WIT 75K-HU | Erforderlich | 1 | 6427.35
Growatt WIT 75KTL3-HU | 75 | 309141 | Baterie Growatt APX 14.3P-B1 | Erforderlich | 7 | 17979.5
Growatt WIT 75KTL3-HU | 75 | 309005 | Growatt APX 14.3P BMS (100083-P1-EU) 71-114kWh | Erforderlich | 1 | 1489.4
Growatt WIT 75KTL3-HU | 75 | 309004 | Growatt APX 14.3P BMS (HVC100140-C1) 129-200kWh | Erforderlich | 0 | 0
Growatt WIT 75KTL3-HU | 75 | 509016 | Base Growatt APX 14.3P-B1 Battery Base | Erforderlich | 2 | 385
Growatt WIT 75KTL3-HU | 75 | 509025 | Kabel Growatt APX14.3P-B1 Battery cable | Erforderlich | 1 | 179.3
Growatt WIT 75KTL3-HU | 75 | 509141 | Growatt TPM-CT-E-EU (250/5A) | Erforderlich | 1 | 191.4
Growatt WIT 75KTL3-HU | 75 | 509142 | Growatt TPM-CT-E-EU (600/5A) | Erforderlich | 0 | 0
Growatt WIT 75KTL3-HU | 75 | 509026 | Growatt APX14.3P-B1 Series cable | Zubehör | 1 | 92.4
Growatt WIT 75KTL3-HU | 75 | 509161 | Growatt ShineWiLan-X2 | Erforderlich | 1 | 25.2
Growatt WIT 75KTL3-HU | 75 | 509100 | SEM-X (100kW) | Zubehör | 1 | 433.4
Growatt WIT 75KTL3-HU | 75 | 509110 | SEM-X (300kW) | Zubehör | 0 | 0
Growatt WIT 75KTL3-HU | 75 | 509120 | SEM-X (600kW) | Zubehör | 0 | 0
Growatt WIT 75KTL3-HU | 75 | 509130 | SEM-X (1MW) | Zubehör | 0 | 0
Growatt WIT 75KTL3-HU | 75 | - | - | - | Gesamtpreis | 27202.95
Growatt WIT 100KTL3-HU | 100 | 209016 | Growatt WIT 100K-HU | Erforderlich | 1 | 7061
Growatt WIT 100KTL3-HU | 100 | 309141 | Baterie Growatt APX 14.3P-B1 | Erforderlich | 7 | 17979.5
Growatt WIT 100KTL3-HU | 100 | 309005 | Growatt APX 14.3P BMS (100083-P1-EU) 71-114kWh | Erforderlich | 1 | 1489.4
Growatt WIT 100KTL3-HU | 100 | 309004 | Growatt APX 14.3P BMS (HVC100140-C1) 129-200kWh | Erforderlich | 0 | 0
Growatt WIT 100KTL3-HU | 100 | 509016 | Base Growatt APX 14.3P-B1 Battery Base | Erforderlich | 2 | 385
Growatt WIT 100KTL3-HU | 100 | 509025 | Kabel Growatt APX14.3P-B1 Battery cable | Erforderlich | 1 | 179.3
Growatt WIT 100KTL3-HU | 100 | 509141 | Growatt TPM-CT-E-EU (250/5A) | Erforderlich | 1 | 191.4
Growatt WIT 100KTL3-HU | 100 | 509142 | Growatt TPM-CT-E-EU (600/5A) | Erforderlich | 0 | 0
Growatt WIT 100KTL3-HU | 100 | 509026 | Growatt APX14.3P-B1 Series cable | Zubehör | 1 | 92.4
Growatt WIT 100KTL3-HU | 100 | 509161 | Growatt ShineWiLan-X2 | Erforderlich | 1 | 25.2
Growatt WIT 100KTL3-HU | 100 | 509100 | SEM-X (100kW) | Zubehör | 1 | 433.4
Growatt WIT 100KTL3-HU | 100 | 509110 | SEM-X (300kW) | Zubehör | 0 | 0
Growatt WIT 100KTL3-HU | 100 | 509120 | SEM-X (600kW) | Zubehör | 0 | 0
Growatt WIT 100KTL3-HU | 100 | 509130 | SEM-X (1MW) | Zubehör | 0 | 0
Growatt WIT 100KTL3-HU | 100 | - | - | - | Gesamtpreis | 27279.868
Growatt MID 15KTL3-XH | 15 | 209150 | Growatt MID 15KTL3-XH | Erforderlich | 1 | #N/A
Growatt MID 15KTL3-XH | 15 | 309052 | APX 5.0P-B1 | Erforderlich | 12 | 12031.08
Growatt MID 15KTL3-XH | 15 | 309003 | APX 98034-P2 | Erforderlich | 2 | 561
Growatt MID 15KTL3-XH | 15 | 509014 | Growatt APX 5.0P Battery Base | Erforderlich | 4 | 132
Growatt MID 15KTL3-XH | 15 | 509031 | TPM-E | Erforderlich | 1 | 121
Growatt MID 15KTL3-XH | 15 | 509011 | ShineWifi-X | Zubehör | 1 | 15.75
Growatt MID 15KTL3-XH | 15 | 509102 | SYN-100-XH-30 | Zubehör | 0 | 0
Growatt MID 15KTL3-XH | 15 | 509035 | Growatt APX 5.0P Paraller cable | Zubehör | 2 | 96.8
Growatt MID 15KTL3-XH | 15 | 509036 | APX Cascading Communication Cable | Zubehör | 1 | 18.7
Growatt MID 15KTL3-XH | 15 | - | - | - | Gesamtpreis | #N/A
Growatt MID 20KTL3-XH | 20 | 209200 | Growatt MID 20KTL3-XH | Erforderlich | 1 | 1254
Growatt MID 20KTL3-XH | 20 | 309052 | APX 5.0P-B1 | Erforderlich | 12 | 12031.08
Growatt MID 20KTL3-XH | 20 | 309003 | APX 98034-P2 | Erforderlich | 2 | 561
Growatt MID 20KTL3-XH | 20 | 509014 | Growatt APX 5.0P Battery Base | Erforderlich | 4 | 132
Growatt MID 20KTL3-XH | 20 | 509031 | TPM-E | Erforderlich | 1 | 121
Growatt MID 20KTL3-XH | 20 | 509011 | ShineWifi-X | Zubehör | 1 | 15.75
Growatt MID 20KTL3-XH | 20 | 509102 | SYN-100-XH-30 | Zubehör | 0 | 0
Growatt MID 20KTL3-XH | 20 | 509035 | Growatt APX 5.0P Paraller cable | Zubehör | 2 | 96.8
Growatt MID 20KTL3-XH | 20 | 509036 | APX Cascading Communication Cable | Zubehör | 1 | 18.7
Growatt MID 20KTL3-XH | 20 | - | - | - | Celková cena | 14230.33
Growatt MID 25KTL3-XH | 25 | 209250 | Growatt MID 25KTL3-XH | Erforderlich | 1 | 1441
Growatt MID 25KTL3-XH | 25 | 309052 | APX 5.0P-B1 | Erforderlich | 12 | 12031.08
Growatt MID 25KTL3-XH | 25 | 309003 | APX 98034-P2 | Erforderlich | 2 | 561
Growatt MID 25KTL3-XH | 25 | 509014 | Growatt APX 5.0P Battery Base | Erforderlich | 4 | 132
Growatt MID 25KTL3-XH | 25 | 509031 | TPM-E | Erforderlich | 1 | 121
Growatt MID 25KTL3-XH | 25 | 509011 | ShineWifi-X | Zubehör | 1 | 15.75
Growatt MID 25KTL3-XH | 25 | 509102 | SYN-100-XH-30 | Zubehör | 0 | 0
Growatt MID 25KTL3-XH | 25 | 509035 | Growatt APX 5.0P Paraller cable | Zubehör | 2 | 96.8
Growatt MID 25KTL3-XH | 25 | 509036 | APX Cascading Communication Cable | Zubehör | 1 | 18.7
Growatt MID 25KTL3-XH | 25 | - | - | - | Gesamtpreis | 14417.33
Growatt MID 30KTL3-XH | 30 | 209302 | Growatt MID 30KTL3-XH | Erforderlich | 1 | 1567.5
Growatt MID 30KTL3-XH | 30 | 309052 | APX 5.0P-B1 | Erforderlich | 12 | 12031.08
Growatt MID 30KTL3-XH | 30 | 309003 | APX 98034-P2 | Erforderlich | 2 | 561
Growatt MID 30KTL3-XH | 30 | 509014 | Growatt APX 5.0P Battery Base | Erforderlich | 4 | 132
Growatt MID 30KTL3-XH | 30 | 509031 | TPM-E | Erforderlich | 1 | 121
Growatt MID 30KTL3-XH | 30 | 509011 | ShineWifi-X | Zubehör | 1 | 15.75
Growatt MID 30KTL3-XH | 30 | 509102 | SYN-100-XH-30 | Zubehör | 0 | 0
Growatt MID 30KTL3-XH | 30 | 509035 | Growatt APX 5.0P Paraller cable | Zubehör | 2 | 96.8
Growatt MID 30KTL3-XH | 30 | 509036 | APX Cascading Communication Cable | Zubehör | 1 | 18.7
Growatt MID 30KTL3-XH | 30 | - | - | - | Gesamtpreis | 14543.83