## Price list 11
UPDATE OF PRICE LIST SOLSOL s.r.o. 11/2025
Validity from: 11.11.2025
Category | Brand | Type | MODEL | PLU | Power [Wp] | Container price [€/Wp] | Pallet price [€/Wp] | Item price [€/Wp] | Container price [€/Pcs] | Pallet price [€/Pcs] | Item price [€/Pcs] | On stock [Pcs] | Frame | Background | Pcs/palet | Pcs/cnt | Product warranty | Performance warranty | Efficiency | Dimensions [mm] | Sloupec1 | Sloupec2 | Description
Panel | AEG | PERC Shingle | FV panel AEG AS-M3407U-S(M6)-400/HV 400Wp FB | 101406 | 400 | 0.113 | 0.123 | 0.133 | 45.2 | 49.2 | 53.2 | 1335 | Black | Black | 36 | 936 | 25 years | 84,8 % /25 years | 20.4% | 1719 x 1140 x 30 | FV panel AEG AS-M3407U-S(M6)-400/HV 400Wp FB | https://solsol.cz/en/plu/101406 | PERC Shingle
Panel | AEG | PERC Shingle | FV panel AEG AS-M3057U-S(G12)-410/HV | 101413 | 410 | 0.153 | 0.163 | 0.173 | 62.73 | 66.83 | 70.93 | 41 | Black | Black | 36 | 924 | 25 years | 84,8 % /25 years | 20.06% | 1812 x 1096 x 30 | FV panel AEG AS-M3057U-S(G12)-410/HV | https://solsol.cz/en/plu/101413 | PERC Shingle
Panel | AEG | Perc | FV panel AEG AS-M1083Z-H(M10) 410Wp | 101414 | 410 | 0.152 | 0.162 | 0.172 | 62.32 | 66.42 | 70.52 | 103 | Black | White | 36 | 936 | 25 years | 84,8 % /25 years | 21.2% | 1722 x 1134 x 30 | FV panel AEG AS-M1083Z-H(M10) 410Wp | https://solsol.cz/en/plu/101414 | Perc
Panel | AEG | TOPCON bifacial | AEG AS-M1088B-BH(M10) 425/HV FB | 101422 | 425 | 0.153 | 0.162 | 0.172 | 65.025 | 68.85 | 73.1 | 78 | Black | Black glass | 36 | 936 | 30 years | 87,4 % /30 years | 21.76% | 1722 x 1134 x 30 | AEG AS-M1088B-BH(M10) 425/HV FB | https://solsol.cz/en/plu/101422 | TOPCON bifacial
Panel | AEG | PERC Shingle | FV panel AEG AS-M3207U-S(G12)-430/HV 430Wp FB | 101431 | 430 | 0.153 | 0.163 | 0.173 | 65.79 | 70.09 | 74.39 | 104 | Black | Black | 36 | 864 | 25 years | 84,8 % /25 years | 20.7% | 1899 x 1096 x 30 | FV panel AEG AS-M3207U-S(G12)-430/HV 430Wp FB | https://solsol.cz/en/plu/101431 | PERC Shingle
Panel | AEG | TOPCON bifacial | FV panel AEG AS-M1082B-BH(RM10)-440Wp FB 30y warranty | 101440 | 440 | 0.143 | 0.151 | 0.161 | 62.92 | 66.44 | 70.84 | 533 | Black | Black glass | 36 | 936 | 30 years | 87,4 % / 30 years | 22% | 1762 x 1134 x 30 | FV panel AEG AS-M1082B-BH(RM10)-440Wp FB 30y warranty | https://solsol.cz/en/plu/101440 | TOPCON bifacial
Panel | AEG | PERC | FV panel AEG AS-M1448Z-H(M6) 450/HV 450wp | 101459 | 450 | 0.152 | 0.162 | 0.172 | 68.4 | 72.9 | 77.4 | 268 | Black | White | 31 | 682 | 25 years | 84,8 % /25 years | 20.7% | 2094 x 1038 x 35 | FV panel AEG AS-M1448Z-H(M6) 450/HV 450wp | https://solsol.cz/en/plu/101459 | PERC
Panel | AEG | TOPCON | AEG AS-M1082Z-H(RM10) 450Wp | 101460 | 450 | 0.134 | 0.143 | 0.153 | 60.3 | 64.35 | 68.85 | 1075 | Black | White | 36 | 936 | 30 years | 87,4 % / 30 years | 22.52% | 1762 x 1134 x 30 | AEG AS-M1082Z-H(RM10) 450Wp | https://solsol.cz/en/plu/101460 | TOPCON
Panel | AEG | PERC | FV panel AEG AS-M1203Z-H(M10)-460/HV | 101462 | 460 | 0.143 | 0.152 | 0.162 | 65.78 | 69.92 | 74.52 | 1175 | Black | White | 31 | 744 | 25 years | 84,8 % /25 years | 21.32% | 1903 x 1134 x 35 | FV panel AEG AS-M1203Z-H(M10)-460/HV | https://solsol.cz/en/plu/101462 | PERC
Panel | AEG | TOPCON | AEG AS-M1089B-GA(M10)/HV 450/HV 450Wp FB | 101463 | 450 | 0.168 | 0.176 | 0.186 | 75.6 | 79.2 | 83.7 | 1 | Black | Black | 36 | 936 | 30/40 years | 88,85/30 years | 23.1% | 1757 x 1134 x 30 | AEG AS-M1089B-GA(M10)/HV 450/HV 450Wp FB | https://solsol.cz/en/plu/101463 | TOPCON
Panel | AEG | TOPCON | FV panel AEG AS-M1082B-BH(RM10)-450/HV 450Wp FB | 101464 | 450 | 0.154 | 0.163 | 0.173 | 69.3 | 73.35 | 77.85 | 1249 | Black | Black | 36 | 936 | 30 years | 87,4/30 years | 22.5% | 1762 x 1134 x 30 | FV panel AEG AS-M1082B-BH(RM10)-450/HV 450Wp FB | https://solsol.cz/en/plu/101464 | TOPCON
Panel | AEG | TOPCON | AEG AS-M1203Z-MH(M10) 480/HV 480Wp BF 30y warranty | 101481 | 480 | 0.138 | 0.146 | 0.156 | 66.24 | 70.08 | 74.88 | 130 | Black | Glass | 36 | 936 | 30 years | 87,4 % /30 years | 22.4% | 1908 x 1134 x 30 | AEG AS-M1203Z-MH(M10) 480/HV 480Wp BF 30y warranty | https://solsol.cz/en/plu/101481 | TOPCON
Panel | AEG | TOPCON bifacial | FV panel AEG AS-M1208Y-BH(M10) 480/ HV 480Wp | 101482 | 480 | 0.138 | 0.147 | 0.157 | 66.24 | 70.56 | 75.36 | 3262 | Black | White glass | 36 | 864 | 30 years | 87,4 % /30 years | 22.24% | 1903 x 1134 x 30 | FV panel AEG AS-M1208Y-BH(M10) 480/ HV 480Wp | https://solsol.cz/en/plu/101482 | TOPCON bifacial
Panel | AEG | TOPCON | FV panel AEG AS-M1202B-BH(RM10)- 500/HV 500Wp FB | 101500 | 500 | 0.154 | 0.162 | 0.172 | 77 | 81 | 86 | 1829 | Black | Black | 36 | 792 | 30 years | 87,4%/30 years | 22.60% | 1950 x 1134 x 30 | FV panel AEG AS-M1202B-BH(RM10)- 500/HV 500Wp FB | https://solsol.cz/en/plu/101500 | TOPCON
Panel | AEG | PERC | FV panel AEG AS-M1322Z-H(M10) 500 Wp BF | 101501 | 500 | 0.147 | 0.157 | 0.167 | 73.5 | 78.5 | 83.5 | 518 | Black | White | 31 | 682 | 25 years | 84,8 % /25 years | 21.06% | 2094 x 1134 x 35 | FV panel AEG AS-M1322Z-H(M10) 500 Wp BF | https://solsol.cz/en/plu/101501 | PERC
Panel | AEG | TOPCON bifacial | FV panel AEG AS-M1322Z-BH(M10)-530Wp BF 30y warranty | 101531 | 530 | 0.139 | 0.147 | 0.157 | 73.67 | 77.91 | 83.21 | 1249 | Black | Glass | 36 | 792 | 30 years | 84,8 % /25 years | 22.32% | 2094 x 1134 x 35 | FV panel AEG AS-M1322Z-BH(M10)-530Wp BF 30y warranty | https://solsol.cz/en/plu/101531 | TOPCON bifacial
Panel | AEG | PERC | FV panel AEG AS-M1442Z-H(M10) 550Wp 25 Years warranty | 101550 | 550 | 0.153 | 0.162 | 0.172 | 84.15 | 89.1 | 94.6 | 5 | Black | White | 31 | 620 | 25 years | 84,8 % /25 years | 20.7% | 2279 x 1134 x 35 | FV panel AEG AS-M1442Z-H(M10) 550Wp 25 Years warranty | https://solsol.cz/en/plu/101550 | PERC
Panel | AEG | TOPCON bifacial | FV panel AEG AS-M1443Y-BH(M10)-580/HV 580 Wp FB | 101580 | 580 | 0.15 | 0.158 | 0.168 | 87 | 91.64 | 97.44 | 2 | Black | White | 36 | 720 | 30 years | 87,4 / 30years | 23% | 2278 x 1134 x 30 | FV panel AEG AS-M1443Y-BH(M10)-580/HV 580 Wp FB | https://solsol.cz/en/plu/101580 | TOPCON bifacial
Panel | Canadian Solar | PERC | FV panel Canadian Solar CS6L-455MS SLV 30mm | 104450 | 455 | 0.105 | 0.112 | 0.122 | 47.775 | 50.96 | 55.51 | 1 | Silver | White | 35 | 840 | 12years** | 84,8 % /25 years | 21.1% | 1903 x 1134 x 30 | FV panel Canadian Solar CS6L-455MS SLV 30mm | https://solsol.cz/en/plu/104450 | PERC
Panel | Canadian Solar | PERC | FV panel Canadian Solar CS6L-455MS BW 30mm | 104460 | 455 | 0.105 | 0.112 | 0.122 | 47.775 | 50.96 | 55.51 | 1 | Black | White | 35 | 840 | 25years | 84,8 % /25 years | 21.1% | 1903 x 1134 x 30 | FV panel Canadian Solar CS6L-455MS BW 30mm | https://solsol.cz/en/plu/104460 | PERC
Panel | Canadian Solar | PERC | FV panel Canadian Solar CS6L-460MS BW 30mm | 104463 | 460 | 0.111 | 0.118 | 0.128 | 51.06 | 54.28 | 58.88 | 1 | Black | White | 35 | 840 | 25years | 84,8 % /25 years | 21.3% | 1903 x 1134 x 30 | FV panel Canadian Solar CS6L-460MS BW 30mm | https://solsol.cz/en/plu/104463 | PERC
Panel | Canadian Solar | TOPCON | FV panel Canadian Solar CS6.1-54TD-455 BF 455Wp 30mm rám | 104465 | 455 | 0.115 | 0.122 | 0.132 | 52.325 | 55.51 | 60.06 | 183 | Black | Glass | 35 | 840 | 25 years | 89,4%/30 years | 22.3% | 1800x1134x30mm | FV panel Canadian Solar CS6.1-54TD-455 BF 455Wp 30mm rám | https://solsol.cz/en/plu/104465 | TOPCON
Panel | Canadian Solar | TOPCON | FV panel Canadian Solar CS6.1-54TD-460 BF 460Wp 30mm rám | 104466 | 460 | 0.12 | 0.126 | 0.136 | 55.2 | 57.96 | 62.56 | 19 | Black | Glass | 35 | 864 | 25 years | 89,4%/30 years | 22.5% | 1800x1134x30mm | FV panel Canadian Solar CS6.1-54TD-460 BF 460Wp 30mm rám | https://solsol.cz/en/plu/104466 | TOPCON
Panel | Canadian Solar | TOPCON Bifacial | FV panel Canadian Solar CS6.1-54TB-450 BF 450Wp 30mm rám | 104467 | 450 | 0.12 | 0.126 | 0.136 | 54 | 56.7 | 61.2 | 0 | Black | Glass | 35 | 840 | 25 years | 85%/30 years | 22% | 1800x1134x30mm | FV panel Canadian Solar CS6.1-54TB-450 BF 450Wp 30mm rám | https://solsol.cz/en/plu/104467 | TOPCON Bifacial
Panel | Canadian Solar | TOPCON | FV panel Canadian Solar CS6.1-60TB-500 BF 500Wp 30mm rám | 104500 | 500 | 0.115 | 0.122 | 0.132 | 57.5 | 61 | 66 | 632 | Black | Glass | 35 | 770 | 25 years | 89,4%/30 years | 22.8% | 1994x1134x30mm | FV panel Canadian Solar CS6.1-60TB-500 BF 500Wp 30mm rám | https://solsol.cz/en/plu/104500 | TOPCON
Panel | Canadian Solar | PERC | FV panel Canadian Solar CS6W-550MS SLV 550Wp - 30mm rám | 104551 | 550 | 0.111 | 0.117 | 0.127 | 61.05 | 64.35 | 69.85 | 0 | Silver | White | 35 | 700 | 12years** | 84,8 % / 25 years | 21.5% | 2261 x 1134 x 30 | FV panel Canadian Solar CS6W-550MS SLV 550Wp - 30mm rám | https://solsol.cz/en/plu/104552 | PERC
Panel | Canadian Solar | PERC | FV panel Canadian Solar CS6W-555MS SLV 555Wp 30mm rám | 104553 | 555 | 0.104 | 0.112 | 0.122 | 57.72 | 62.16 | 67.71 | 2 | Silver | White | 35 | 700 | 12years** | 84,8 % / 25 years | 21.6% | 2278 x 1134 x 30 | FV panel Canadian Solar CS6W-555MS SLV 555Wp 30mm rám | https://solsol.cz/en/plu/104553 | PERC
Panel | Canadian Solar | TOPCON | FV panel Canadian Solar CS6W-T 570 SLV 570Wp 30mm rám | 104570 | 570 | 0.116 | 0.122 | 0.132 | 66.12 | 69.54 | 75.24 | 0 | Silver | White | 35 | 700 | 12 years | 89,4%/30 years | 22.1% | 2278x1134x30mm | FV panel Canadian Solar CS6W-T 570 SLV 570Wp 30mm rám | https://solsol.cz/en/plu/104570 | TOPCON
Panel | Canadian Solar | TOPCON | FV panel Canadian Solar CS6W-580T SLV 580Wp 30mm rám | 104580 | 580 | 0.12 | 0.126 | 0.136 | 69.6 | 73.08 | 78.88 | 1 | Silver | White | 35 | 700 | 12 years | 89,4%/30 years | 22.5% | 2278x1134x30mm | FV panel Canadian Solar CS6W-580T SLV 580Wp 30mm rám | https://solsol.cz/en/plu/104580 | TOPCON
Panel | Canadian Solar | PERC Bifacial | FV panel Canadian Solar CS7L-595MB-AG 595Wp | 104590 | 595 | 0.105 | 0.112 | 0.122 | 62.475 | 66.64 | 72.59 | 18 | Silver | Glass | 33 | 594 | 12years** | 89,4 % / 30years | 21.2% | 2172 x 1303 x 35 | FV panel Canadian Solar CS7L-595MB-AG 595Wp | https://solsol.cz/en/plu/104590 | PERC Bifacial
Panel | Canadian Solar | PERC Bifacial | FV panel Canadian Solar CS7L-600MB-AG 600Wp | 104600 | 600 | 0.105 | 0.112 | 0.122 | 63 | 67.2 | 73.2 | 13 | Silver | Glass | 33 | 594 | 12years** | 89,4 % / 30years | 21.2% | 2172 x 1303 x 35 | FV panel Canadian Solar CS7L-600MB-AG 600Wp | https://solsol.cz/en/plu/104600 | PERC Bifacial
Panel | Canadian Solar | PERC | FV panel Canadian Solar CS7N-665MS SLV 665Wp | 104661 | 665 | 0.105 | 0.111 | 0.121 | 69.825 | 73.815 | 80.465 | 0 | Silver | White | 30 | 480 | 12 years | 89,4%/25 years | 21.4% | 2384x1303x35mm | FV panel Canadian Solar CS7N-665MS SLV 665Wp | https://solsol.cz/en/plu/104661 | PERC
Panel | Energetica | PERC M6 - 120 cell | FV panel Energetica e.Classic M HC 370Wp FB | 105371 | 370 | 0.273 | 0.286 | 0.296 | 101.01 | 105.82 | 109.52 | 132 | Black | Black | 30 | 840 | 17 years | 91 % /25 years | 20.27% | 1780 x 1042 x 36 | FV panel Energetica e.Classic M HC 370Wp FB | https://solsol.cz/en/plu/105371 | PERC M6 - 120 cell
Panel | Energetica | PERC M6 - 120 cell | FV panel Energetica e.Classic M HC 375Wp FB | 105372 | 375 | 0.273 | 0.286 | 0.296 | 102.375 | 107.25 | 111 | 535 | Black | Black | 30 | 840 | 17 years | 91 % /25 years | 20.27% | 1780 x 1042 x 36 | FV panel Energetica e.Classic M HC 375Wp FB | https://solsol.cz/en/plu/105372 | PERC M6 - 120 cell
Panel | Energetica | PERC | FV panel Energetica e.Classic M HC 385Wp BF | 105384 | 385 | 0.263 | 0.275 | 0.285 | 101.255 | 105.875 | 109.725 | 248 | Black | White | 30 | 840 | 17 years | 91 % /25 years | 20.49% | 1780 x 1042 x 36 | FV panel Energetica e.Classic M HC 385Wp BF | https://solsol.cz/en/plu/105384 | PERC
Panel | EXE | PERC | FV panel EXE Solar A-HCM415/108 BF 415Wp | 106411 | 415 | 0.072 | 0.085 | 0.095 | 29.88 | 35.275 | 39.425 | 436 | Black | White | 31 | 806 | 15 years * | 85 % / 25 years | 21.25% | 1722 x 1134 x 35 | FV panel EXE Solar A-HCM415/108 BF 415Wp | https://solsol.cz/en/plu/106411 | PERC
Panel | EXE | PERC | FV panel EXE Solar A-HCM460/120 BF 460Wp | 106461 | 460 | 0.072 | 0.085 | 0.095 | 33.12 | 39.1 | 43.7 | 71 | Black | White | 31 | 744 | 15 years * | 85 % / 25 years | 20.7% | 1909 x 1134 x 35 | FV panel EXE Solar A-HCM460/120 BF 460Wp | https://solsol.cz/en/plu/106461 | PERC
Panel | Solitek | PERC bifacial | FV panel Solitek SOLID Agro Bifacial B.72 290Wp | 113290 | 290 | 0.515 | 0.54 | 0.55 | 149.35 | 156.6 | 159.5 | 34 | Glass | Glass | 25 | 700 | 30 years | 87% / 30 years | 13.19% | 1770x1049x7,1 | FV panel Solitek SOLID Agro Bifacial B.72 290Wp | https://solsol.cz/en/plu/113290 | PERC bifacial
Panel | Solitek | PERC Bifacial | FV panel Solitek SOLID Bifacial B.60 360Wp | 113363 | 360 | 0.48 | 0.504 | 0.514 | 172.8 | 181.44 | 185.04 | 6 | Glass | Glass | 25 | 700 | 30 years | 87 % / 30 years | 19.38% | 1770 x 1049 x 7,1 | FV panel Solitek SOLID Bifacial B.60 360Wp | https://solsol.cz/en/plu/113363 | PERC Bifacial
Panel | Solitek | PERC Bifacial | FV panel Solitek SOLID Bifacial GG-F B.60 (AGC) 370Wp | 113370 | 370 | 0.317 | 0.332 | 0.342 | 117.29 | 122.84 | 126.54 | 38 | Glass | Glass | 25 | 700 | 30 years | 87 % / 30 years | 19.92% | 1770 x 1049 x 7,1 | FV panel Solitek SOLID Bifacial GG-F B.60 (AGC) 370Wp | https://solsol.cz/en/plu/113370 | PERC Bifacial
Panel | Solitek | PERC Bifacial | FV panel Solitek SOLID Bifacial HC.108 435Wp | 113430 | 435 | 0.345 | 0.362 | 0.372 | 150.075 | 157.47 | 161.82 | 25 | Glass | Glass | 25 | 550 | 30 years | 87 % / 30 years | 22.07% | 1733 x 1144 x 7,2 | FV panel Solitek SOLID Bifacial HC.108 435Wp | https://solsol.cz/en/plu/113430 | PERC Bifacial
Panel | SUNPOWER | PERC MONO - SHINGLE | FV panel SunPower SPR - P3 - 385Wp BLC E3 AC | 115380 | 385 | 0.582 | 0.618 | 0.628 | 224.07 | 237.93 | 241.78 | 81 | Black | Black | 30 | 750 | 25 years | 87,2 % / 25 years | 19.06% | 1690 x 1160 x 35 | FV panel SunPower SPR - P3 - 385Wp BLC E3 AC | https://solsol.cz/en/plu/115380 | PERC MONO - SHINGLE
Panel | SUNPOWER | MONO IBC* | FV panel SunPower SPR MAX3 - 400Wp BLC | 115401 | 400 | 0.581 | 0.61 | 0.62 | 232.4 | 244 | 248 | 3 | Black | White | 26 | 728 | 40 years | 92 % / 25 years | 22.6% | 1690 x 1046 x 40 | FV panel SunPower SPR MAX3 - 400Wp BLC | https://solsol.cz/en/plu/115401 | MONO IBC*
Panel | SUNPOWER | MONO IBC* | FV panel SunPower SPR MAX3 - 400Wp COM | 115403 | 400 | 0.571 | 0.599 | 0.609 | 228.4 | 239.6 | 243.6 | 2 | Silver | White | 26 | 728 | 40 years | 92 % / 25 years | 22.6% | 1690 x 1046 x 40 | FV panel SunPower SPR MAX3 - 400Wp COM | https://solsol.cz/en/plu/115403 | MONO IBC*
Panel | SUNPOWER | PERC MONO - SHINGLE | FV panel SunPower P6 410Wp BLC | 115410 | 410 | 0.116 | 0.13 | 0.14 | 47.56 | 53.3 | 57.4 | 681 | Black | Black | 34 | 952 | 25 years | 87,2 % / 25 years | 20.9% | 1808 x 1086 x 30 | FV panel SunPower P6 410Wp BLC | https://solsol.cz/en/plu/115410 | PERC MONO - SHINGLE
Panel | SUNPOWER | PERC MONO - SHINGLE | FV panel SunPower P3 420Wp COM | 115421 | 420 | 0.154 | 0.168 | 0.178 | 64.68 | 70.56 | 74.76 | 190 | Silver | White | 30 | 720 | 25 years | 82,6 % / 25 years | 20.4% | 2066 x 998 x 40 | FV panel SunPower P3 420Wp COM | https://solsol.cz/en/plu/115421 | PERC MONO - SHINGLE
Panel | SUNPOWER | MONO IBC* | FV panel SunPower SPR MAX3 425Wp | 115422 | 425 | 0.543 | 0.572 | 0.582 | 230.775 | 243.1 | 247.35 | 319 | Black | White | 26 | 728 | 40 years | 92 % / 25 years | 22.3% | 1812 x 1046 x 40 | FV panel SunPower SPR MAX3 425Wp | https://solsol.cz/en/plu/115422 | MONO IBC*
Panel | SUNPOWER | MONO IBC* | FV panel SunPower SPR - MAX6 - 425Wp E3 AC | 115423 | 425 | 0.81 | 0.854 | 0.864 | 344.25 | 362.95 | 367.2 | 20 | Black | White | 25 | 600 | 40 years | 92 % / 25 years | 22% | 1872 x 1032 x 40 | FV panel SunPower SPR - MAX6 - 425Wp E3 AC | https://solsol.cz/en/plu/115423 | MONO IBC*
Panel | SUNPOWER | PERC MONO IBC* | FV panel SunPower MAX6 460Wp COM | 115461 | 460 | 0.505 | 0.534 | 0.544 | 232.3 | 245.64 | 250.24 | 211 | Silver | White | 29 | 696 | 40 years | 92 % / 25 years | 22.3% | 2047 x 1039 x 35 | FV panel SunPower MAX6 460Wp COM | https://solsol.cz/en/plu/115461 | PERC MONO IBC*
Panel | Bisol | PERC | FV panel BISOL Spectrum BDO 280 Terracotta Orange 280Wp | 118281 | 280 | 0.778 | 0.828 | 0.838 | 217.84 | 231.84 | 234.64 | 24 | Orange | Orange | 30 | 1050 | 15 years | 85 % / 25 years | 15.1% | 1722x1134x30mm | FV panel BISOL Spectrum BDO 280 Terracotta Orange 280Wp | https://solsol.cz/en/plu/118281 | PERC
Panel | Bisol | PERC | FV panel BISOL Spectrum BDO 305 Terracotta Orange 305Wp | 118305 | 305 | 0.826 | 0.869 | 0.879 | 251.93 | 265.045 | 268.095 | 22 | Orange | Orange | 30 | 1050 | 15 years | 85 % / 25 years | 15.1% | 1722x1134x30mm | FV panel BISOL Spectrum BDO 305 Terracotta Orange 305Wp | https://solsol.cz/en/plu/118281 | PERC
Panel | Bisol | PERC | FV panel BISOL Duplex BDO 375Wp FB | 118371 | 375 | 0.315 | 0.33 | 0.34 | 118.125 | 123.75 | 127.5 | 3 | Black | Black | 30 | 840 | 15 years | 85 % / 25 years | 20.2% | 1770 x 1050 x 35 | FV panel BISOL Duplex BDO 375Wp FB | https://solsol.cz/en/plu/118371 | PERC
Panel | Bisol | PERC | FV panel BISOL Duplex BBO 450Wp FB | 118372 | 450 | 0.281 | 0.297 | 0.307 | 126.45 | 133.65 | 138.15 | 12 | Black | Black | 27 | 648 | 15 years | 85 % / 25 years | 20.3% | 2110 x 1050 x 40 | FV panel BISOL Duplex BBO 450Wp FB | https://solsol.cz/en/plu/118372 | PERC
Panel | Bisol | PERC | FV panel BISOL Duplex BBO 500Wp FB | 118500 | 500 | 0.28 | 0.296 | 0.306 | 140 | 148 | 153 | 191 | Black | Black | 30 | 720 | 15 years | 85 % / 25 years | 21.5% | 2094 x 1134 x 35 | FV panel BISOL Duplex BBO 500Wp FB | https://solsol.cz/en/plu/118500 | PERC
Panel | Bisol | PERC | FV panel BISOL Laminate BBO 500Wp FB | 118501 | 500 | 0.227 | 0.238 | 0.248 | 113.5 | 119 | 124 | 0 | Black, frameles | Glass | 30 | 660 | 15 years | 85 % / 25 years | 21.5% | 2087 x 1128 x 20 | FV panel BISOL Laminate BBO 500Wp FB | https://solsol.cz/en/plu/118501 | PERC
Panel | Bisol | PERC | FV panel Bisol Supreme BDO 435W FB | 118435 | 435 | 0.311 | 0.326 | 0.336 | 135.285 | 141.81 | 146.16 | 0 | Black | Black | 35 | 980 | 25 years | 100 % / 25 years | 21.8% | 1762 x 1134 x 30 | FV panel Bisol Supreme BDO 435W FB | https://solsol.cz/en/plu/118435 | PERC
Panel | BAUER SOLAR | PERC single glass | FV panel BAUER SOLAR 400W 30mm rám | 119402 | 400 | 0.151 | 0.162 | 0.172 | 60.4 | 64.8 | 68.8 | 747 | Black | Black | 36 | 936 | 20 years | 87,2%/25 years | 20.49% | 1722x1134x30mm | FV panel BAUER SOLAR 400W 30mm rám | https://solsol.cz/en/plu/119402 | PERC single glass
Panel | BAUER SOLAR | PERC single glass | FV panel BAUER SOLAR 405W 30mm rám | 119403 | 405 | 0.134 | 0.141 | 0.151 | 54.27 | 57.105 | 61.155 | 327 | Black | Black | 36 | 936 | 20 years | 87,2%/25years | 20.75% | 1722x1134x30mm | FV panel BAUER SOLAR 405W 30mm rám | https://solsol.cz/en/plu/119403 | PERC single glass
Panel | BAUER SOLAR | TOPCON bifacial | FV panel BAUER SOLAR BS-440-108M10HBB-GG 440WP | 119440 | 440 | 0.147 | 0.157 | 0.167 | 64.68 | 69.08 | 73.48 | 580 | Black | Glass | 36 | 936 | 30 years | 87,4%/30 years | 22.02% | 1762x1134x30mm | FV panel BAUER SOLAR BS-440-108M10HBB-GG 440WP | https://solsol.cz/en/plu/119440 | TOPCON bifacial
Panel | BAUER SOLAR | TOPCON bifacial | FV panel BAUER SOLAR BS-450-108M10HBB-GG 450WP FB | 119450 | 450 | 0.154 | 0.162 | 0.172 | 69.3 | 72.9 | 77.4 | 706 | Black | Black/sklo | 36 | 936 | 30 years | 87,4%/30 years | 22.3% | 1762x1134x30mm | FV panel BAUER SOLAR BS-450-108M10HBB-GG 450WP FB | https://solsol.cz/en/plu/119450 | TOPCON bifacial
Panel | BAUER SOLAR | TOPCON bifacial | FV panel BAUER SOLAR BS-120M10HBB-GG 470Wp | 119470 | 470 | 0.183 | 0.193 | 0.203 | 86.01 | 90.71 | 95.41 | 98 | Black | Glass | 35 | 840 | 30 years | 87,4%/30 years | 21.72% | 1908x1134x30mm | FV panel BAUER SOLAR BS-120M10HBB-GG 470Wp | https://solsol.cz/en/plu/119470 | TOPCON bifacial
Panel | BAUER SOLAR | PERC | FV panel BAUER SOLAR BS-540-144M10HBB 540Wp | 119541 | 540 | 0.272 | 0.285 | 0.295 | 146.88 | 153.9 | 159.3 | 1 | Black | Black | 31 | 620 | 20 years | 87,2%/25 years | 21.13% | 2256 x 1133 x 35 | FV panel BAUER SOLAR BS-540-144M10HBB 540Wp | https://solsol.cz/en/plu/119541 | PERC
Panel | BAUER SOLAR | TOPCON bifacial | FV panel Bauer Solar BS-560-144M10HBB-GG 560Wp | 119560 | 560 | 0.202 | 0.212 | 0.222 | 113.12 | 118.72 | 124.32 | 0 | Black | Glass | 30 | 600 | 30 years | 87,4%/30 years | 21.68% | 2278x1134x35mm | FV panel Bauer Solar BS-560-144M10HBB-GG 560Wp | https://solsol.cz/en/plu/119560 | TOPCON bifacial
Panel | JA SOLAR | PERC | FV panel JA Solar JAM72D30 550Wp SLV | 120550 | 550 | 0.116 | 0.121 | 0.131 | 63.8 | 66.55 | 72.05 | 1 | Silver | White | 36 | 720 | 12 years | 85%/30 years | 21.2% | 2285x1134x35mm | FV panel JA Solar JAM72D30 550Wp SLV | https://solsol.cz/en/plu/120550 | PERC
Panel | JA SOLAR | PERC | FV panel JA Solar JAM60S20 385/MR/1500V SLV | 120380 | 385 | 0.14 | 0.148 | 0.158 | 53.9 | 56.98 | 60.83 | 0 | Silver | White | 31 | 806 | 12 years | 84,8%/25 years | 20.7% | 1769x1052x35mm | FV panel JA Solar JAM60S20 385/MR/1500V SLV | https://solsol.cz/en/plu/120380 | Perc
Panel | DAH SOLAR | PERC | FV balkonovy SET DAH DHT-M56X10/FS(BB) 420Wx2 FB | 120420 | 420 | 0.274 | 0.287 | 0.297 | 115.08 | 120.54 | 124.74 | 0 | Black | Black | 14 | 364 | 12 years | 84,8%/25 years | 21.01% | 1766x1132x32mm | FV balkonovy SET DAH DHT-M56X10/FS(BB) 420Wx2 FB | https://solsol.cz/en/plu/120420 | PERC
Panel | DAH SOLAR | TOPCON | FV panel DAH DHN-54R18/DG(BW) 455Wp BF | 120451 | 455 | 0.104 | 0.11 | 0.12 | 47.32 | 50.05 | 54.6 | 479 | Black | White | 36 | 864 | 15 years | 87,4%/30 years | 22.29% | 1800x1134x30mm | FV panel DAH DHN-54R18/DG(BW) 455Wp BF | https://solsol.cz/en/plu/120451 | TOPCON
Panel | DAH SOLAR | TOPCON fullscreen | FV panel DAH DHN-60X16/FS(BB) 485 FB | 120480 | 485 | 0.116 | 0.121 | 0.131 | 56.26 | 58.685 | 63.535 | 5 | Black | Black | 34 | 816 | 15 years | 87,4%/30 years | 22.47% | 1903x1134x32mm | FV panel DAH DHN-60X16/FS(BB) 485 FB | https://solsol.cz/en/plu/120480 | TOPCON fullscreen
Panel | DAH SOLAR | TOPCON bifacial double glass | FV panel DAH DHN-60R18-DG(BB) 500W FB bifacial | 138500 | 500 | 0.108 | 0.113 | 0.123 | 54 | 56.5 | 61.5 | 1828 | Black | Glass | 36 | 792 | 25 years | 87,4%/30 years | 22.11% | 1994x1134x30mm | FV panel DAH DHN-60R18-DG(BB) 500W FB bifacial | https://solsol.cz/en/plu/138500 | TOPCON bifacial double glass
Panel | DAH SOLAR | Mono TOPCon | FV panel DAH DHN-54Z16/DG/FS (BB) 500W FB bifacial | 138501 | 500 | 0.11 | 0.115 | 0.125 | 55 | 57.5 | 62.5 | 709 | Black | Black | 37 | 888 | 25 years | 87,4%/30 years | 22.47% | 1962x1134x28mm | FV panel DAH DHN-54Z16/DG/FS (BB) 500W FB bifacial | https://solsol.cz/en/plu/120501 | Mono TOPCon
Panel | DAH SOLAR | PERC | FV panel DAH DHM-72X10-550Wp SLV | 120551 | 550 | 0.106 | 0.111 | 0.121 | 58.3 | 61.05 | 66.55 | 40 | Silver | White | 31 | 620 | 12 years | 84,8%/25 years | 21.3% | 2279x1134x35mm | FV panel DAH DHM-72X10-550Wp SLV | https://solsol.cz/en/plu/120400 | PERC
Panel | DAH SOLAR | TOPCon double glass | FV panel DAH DHN-72X16/DG-590Wp SLV | 138590 | 590 | 0.1 | 0.105 | 0.115 | 59 | 61.95 | 67.85 | 616 | Silver | 0 | 36 | 720 | 15 years | 87,4/30 years | 22.84% | 2278x1134x30mm | FV panel DAH DHN-72X16/DG-590Wp SLV | https://solsol.cz/en/plu/120590 | TOPCon double glass
Panel | DAH SOLAR | TOPCON bifacial double glass | FV panel DAH DHN-54R20/DG(RR) ochre brown (Terracotta brown) 400Wp | 120400 | 400 | 0.226 | 0.236 | 0.246 | 90.4 | 94.4 | 98.4 | 866 | Orange | Glass/orange | 36 | 936 | 25 years | 87,4%/30 years | 20.02% | 1762x1134x30mm | FV panel DAH DHN-54R20/DG(RR) ochre brown (Terracotta brown) 400Wp | https://solsol.cz/en/plu/120551 | TOPCON bifacial double glass
Panel | DAH SOLAR | TOPCON bifacial double glass | FV panel DAH DHN-72x16/DG - 580 | 120580 | 580 | 0.098 | 0.103 | 0.113 | 56.84 | 59.74 | 65.54 | 1469 | Silver | White | 36 | 720 | 15 years | 87,4/30 years | 22.44% | 2279x1134x30mm | FV panel DAH DHN-72x16/DG - 580 | https://solsol.cz/en/plu/120580 | TOPCON bifacial double glass
Panel | DAH SOLAR | Mono | FV panel DAH DHN-66Y18/DG(BW) 710Wp SLV bifacial | 138710 | 710 | 0.1 | 0.105 | 0.115 | 71 | 74.55 | 81.65 | 0 | Silver | White | 33 | 594 | 15 | 30 | 22.86% | 2384×1303×33 mm | FV panel DAH DHN-66Y18/DG(BW) 710Wp SLV bifacial | 0 | Mono
Panel | Jolywood | TOPCON Bifacial | FV panel Jolywood Bifacial JW-HD144N 460W 30mm rám | 126460 | 460 | 0.111 | 0.119 | 0.129 | 51.06 | 54.74 | 59.34 | 6 | Silver | Glass | 36 | 792 | 12 years | 87,4 % / 30 years | 21.13% | 2095 x 1039 x 30 | FV panel Jolywood Bifacial JW-HD144N 460W 30mm rám | https://solsol.cz/en/plu/126460 | TOPCON Bifacial
Panel | Jolywood | TOPCON Bifacial | FV panel Jolywood Bifacial JW-HD144N 470W 30mm rám | 126470 | 470 | 0.111 | 0.119 | 0.129 | 52.17 | 55.93 | 60.63 | 90 | Silver | Glass | 36 | 792 | 12 years | 87,4 % / 30 years | 21.59% | 2095 x 1039 x 30 | FV panel Jolywood Bifacial JW-HD144N 470W 30mm rám | https://solsol.cz/en/plu/126470 | TOPCON Bifacial
Panel | Trina | TOPCON bifacial transparent | FV panel Trina TSM NEG9RC.27 430WP clear black | 128431 | 430 | 0.125 | 0.132 | 0.142 | 53.75 | 56.76 | 61.06 | 489 | Black | Glass | 36 | 936 | 25 years | 87,4%/30 years | 21.5% | 1762x1134x30mm | FV panel Trina TSM NEG9RC.27 430WP clear black | https://solsol.cz/en/plu/128431 | TOPCON bifacial transparent
Panel | Trina | TOPCON | FV panel Trina TSM-NEG9R.28 440Wp BF | 128440 | 440 | 0.098 | 0.105 | 0.115 | 43.12 | 46.2 | 50.6 | 1695 | Black | White/glass | 36 | 936 | 25 years | 87,4% / 30 years | 22% | 1762 x 1134 x 30 mm | FV panel Trina TSM-NEG9R.28 440Wp BF | https://solsol.cz/en/plu/128440 | TOPCON
Panel | Trina | TOPCON | FV panel Trina TSM-NEG9R.28 445WP BF | 128452 | 445 | 0.102 | 0.107 | 0.117 | 45.39 | 47.615 | 52.065 | 173 | Black | White/glass | 36 | 936 | 25 years | 87,4/30 years | 22.3% | 1762 x 1134 x 30mm | FV panel Trina TSM-NEG9R.28 445WP BF | https://solsol.cz/en/plu/128451 | TOPCON
Panel | Trina | TOPCON | FV panel Trina TSM-NEG9R.28 450WP BF | 128451 | 450 | 0.106 | 0.111 | 0.121 | 47.7 | 49.95 | 54.45 | 11308 | Black | White/glass | 36 | 936 | 25 years | 87,4/30 years | 22.5% | 1762 x 1134 x 30mm | FV panel Trina TSM-NEG9R.28 450WP BF | https://solsol.cz/en/plu/128451 | TOPCON
Panel | Trina | TOPCON | FV panel Trina TSM-NEG9R.28 455WP BF | 128453 | 455 | 0.101 | 0.106 | 0.116 | 45.955 | 48.23 | 52.78 | 13837 | Black | White/glass | 36 | 936 | 25 years | 87,4/30 years | 22.8% | 1762 x 1134 x 30mm | FV panel Trina TSM-NEG9R.28 455WP BF | https://solsol.cz/en/plu/128451 | TOPCON
Panel | Trina | TOPCON | FV panel Trina TSM-NEG9R.28 460Wp BF | 128462 | 460 | 0.106 | 0.111 | 0.121 | 48.76 | 51.06 | 55.66 | 6565 | Black | White/glass | 36 | 936 | 25 years | 87,4/30 years | 23% | 1762 x 1134 x 30mm | FV panel Trina TSM-NEG9R.28 460Wp BF | https://solsol.cz/en/plu/128462 | TOPCON
Panel | Trina | TOPCON | FV panel Trina TSM-NEG18R.28 490Wp BF | 128490 | 490 | 0.116 | 0.121 | 0.131 | 56.84 | 59.29 | 64.19 | 0 | Black | White/glass | 36 | 936 | 25 years | 87,4/30 years | 22.5% | 1762 x 1134 x 30mm | FV panel Trina TSM-NEG18R.28 490Wp BF | https://solsol.cz/en/plu/128451 | TOPCON
Panel | Trina | TOPCON | FV panel Trina TSM-NEG18R.28 500Wp BF | 128504 | 500 | 0.112 | 0.117 | 0.127 | 56 | 58.5 | 63.5 | 3492 | Black | White/glass | 36 | 864 | 25 years | 87,4%/30 years | 22.5% | 1961x1134x30mm | FV panel Trina TSM-NEG18R.28 500Wp BF | https://solsol.cz/en/plu/128504 | TOPCON
Panel | Trina | TOPCON | FV panel Trina TSM- NEG18RC.27 500Wp FB | 128507 | 500 | 0.114 | 0.119 | 0.129 | 57 | 59.5 | 64.5 | 1728 | Black | White/glass | 36 | 864 | 22 years | 87,4%/30 years | 23.2% | 1961x1134x30mm | FV panel Trina TSM- NEG18RC.27 500Wp FB | https://solsol.cz/en/plu/128507 | TOPCON
Panel | Trina | TOPCON | FV panel Trina TSM-NEG18R.28 505Wp BF | 128506 | 505 | 0.107 | 0.112 | 0.122 | 54.035 | 56.56 | 61.61 | 0 | Black | White/glass | 36 | 864 | 25 years | 87,4%/30 years | 22.7% | 1961x1134x30mm | FV panel Trina TSM-NEG18R.28 505Wp BF | https://solsol.cz/en/plu/128506 | TOPCON
Panel | Trina | TOPCON | FV panel Trina TSM-NEG18R.28 510Wp BF | 128505 | 510 | 0.104 | 0.109 | 0.119 | 53.04 | 55.59 | 60.69 | 16623 | Black | White/glass | 36 | 864 | 25 years | 87,4%/30 years | 22.5% | 1961x1134x30mm | FV panel Trina TSM-NEG18R.28 510Wp BF | https://solsol.cz/en/plu/128504 | TOPCON
Panel | Trina | TOPCon bifacial dual glass | FV panel Trina TSM NEG19RC.20 610Wp SLV | 128602 | 610 | 0.105 | 0.11 | 0.12 | 64.05 | 67.1 | 73.2 | 4347 | Silver | White/glass | 36 | 720 | 12 years | 87,4%/30 years | 22.6% | 2382x1134x30mm | FV panel Trina TSM NEG19RC.20 610Wp SLV | https://solsol.cz/en/plu/128602 | TOPCon bifacial dual glass
Panel | Trina | TOPCon bifacial dual glass | FV panel Trina TSM NEG19RC.20 620Wp SLV | 128621 | 620 | 0.101 | 0.105 | 0.115 | 62.62 | 65.1 | 71.3 | 6839 | Silver | White/glass | 36 | 720 | 12 years | 87,4%/30 years | 22.6% | 2382x1134x30mm | FV panel Trina TSM NEG19RC.20 620Wp SLV | https://solsol.cz/en/plu/128621 | TOPCon bifacial dual glass
Panel | Trina | TOPCON bifacial | FV panel Trina TSM-NEG21C.20 675Wp SLV | 128670 | 675 | 0.116 | 0.122 | 0.132 | 78.3 | 82.35 | 89.1 | 13 | Silver | White | 33 | 594 | 12 years | 87,4%/30 years | 22.1% | 2384x1303x33mm | FV panel Trina TSM-NEG21C.20 675Wp SLV | https://solsol.cz/en/plu/128670 | TOPCON bifacial
Panel | AIKO | TOPCON ABC dual glass | FV panel AIKO A445-MAH-54Db 445W FB | 130440 | 445 | 0.123 | 0.131 | 0.141 | 54.735 | 58.295 | 62.745 | 1 | Black | Black | 36 | 936 | 25 years | 88,85%/30 years | 22.8% | 1722x1134x30mm | FV panel AIKO A445-MAH-54Db 445W FB | https://solsol.cz/en/plu/130440 | TOPCON ABC dual glass
Panel | AIKO | TOPCON ABC single glass | FV panel AIKO A470-MAH-54Mw 470W BF | 130454 | 470 | 0.126 | 0.132 | 0.142 | 59.22 | 62.04 | 66.74 | 1495 | Black | White | 37 | 962 | 15 years | 88,9%/30 years | 23.6% | 1757x1134x30mm | FV panel AIKO A470-MAH-54Mw 470W BF | https://solsol.cz/en/plu/130454 | TOPCON ABC single glass
Panel | AIKO | TOPCON ABC single glass | FV panel AIKO Neostar 2N A450-MAH-54Mw 450W SLV | 130456 | 450 | 0.134 | 0.141 | 0.151 | 60.3 | 63.45 | 67.95 | 56 | Silver | White | 36 | 936 | 15 years | 88,9%/30 years | 22.6% | 1757x1134x30mm | FV panel AIKO Neostar 2N A450-MAH-54Mw 450W SLV | https://solsol.cz/en/plu/130456 | TOPCON ABC single glass
Panel | AIKO | TOPCON ABC single glass | FV panel AIKO Neostar 2S A450-MAH-54Mb 450W FB 30mm | 130458 | 450 | 0.134 | 0.14 | 0.15 | 60.3 | 63 | 67.5 | 7 | Black | Black | 36 | 936 | 25 years | 88,9%/30 years | 22.6% | 1757x1134x30mm | FV panel AIKO Neostar 2S A450-MAH-54Mb 450W FB 30mm | https://solsol.cz/en/plu/130458 | TOPCON ABC single glass
Panel | AIKO | TOPCON ABC single glass | FV panel AIKO Neostar 2S A450-MAH-54Mb 450W FB 30mm (962/cnt) | 130463 | 450 | 0.134 | 0.14 | 0.15 | 60.3 | 63 | 67.5 | 7029 | Black | Black | 37 | 962 | 25 years | 88,9%/30 years | 22.6% | 1757x1134x30mm | FV panel AIKO Neostar 2S A450-MAH-54Mb 450W FB 30mm (962/cnt) | https://solsol.cz/en/plu/130463 | TOPCON ABC single glass
Panel | AIKO | TOPCON ABC single glass | FV panel AIKO A450-MAH-54Mw 450W BF | 130459 | 450 | 0.106 | 0.111 | 0.121 | 47.7 | 49.95 | 54.45 | 6311 | Black | White | 36 | 936 | 15 years | 88,85%/30 years | 22.6% | 1722"1134*30mm | FV panel AIKO A450-MAH-54Mw 450W BF | https://solsol.cz/en/plu/130459 | TOPCON ABC single glass
Panel | AIKO | TOPCON ABC single glass | FV panel AIKO A460-MAH-54Mw 460W BF 30mm | 130460 | 460 | 0.119 | 0.124 | 0.134 | 54.74 | 57.04 | 61.64 | 7 | Black | White | 36 | 936 | 15 years | 88,85%/30 years | 23.6% | 1757x1134x30mm | FV panel AIKO A460-MAH-54Mw 460W BF 30mm | https://solsol.cz/en/plu/130460 | TOPCON ABC single glass
Panel | AIKO | N-Type ABC single glass | FV panel AIKO A470-MAH-54Mw 470W BF (936 pcs/cnt) | 130472 | 470 | 0.128 | 0.134 | 0.144 | 60.16 | 62.98 | 67.68 | 3891 | Black | White | 36 | 936 | 15 years | 88,85%/30 years | 23.6% | 1757x1134x30mm | FV panel AIKO A470-MAH-54Mw 470W BF (936 pcs/cnt) | https://solsol.cz/en/plu/130472 | N-Type ABC single glass
Panel | AIKO | TOPCON ABC single glass | FV panel AIKO A460-MAH-54Mw 475W BF 30mm | 130471 | 475 | 0.125 | 0.132 | 0.142 | 59.375 | 62.7 | 67.45 | 8960 | Black | White | 37 | 962 | 15 years | 88,85%/30 years | 23.8% | 1757x1134x30mm | FV panel AIKO A460-MAH-54Mw 475W BF 30mm | https://solsol.cz/en/plu/130471 | TOPCON ABC single glass
Panel | AIKO | TOPCON ABC single glass | FV panel AIKO Neostar 2S A-MAH60Mb-500Wp FB | 130501 | 500 | 0.122 | 0.128 | 0.138 | 61 | 64 | 69 | 6094 | Black | Black | 37 | 888 | 25 years | 88,85%/30 years | 22.6% | 1954x1134x30mm | FV panel AIKO Neostar 2S A-MAH60Mb-500Wp FB | https://solsol.cz/en/plu/130501 | TOPCON ABC single glass
Panel | AIKO | TOPCON ABC single glass | FV panel AIKO Neostar 2S A-MAH60Mb-510Wp FB | 130510 | 510 | 0.124 | 0.13 | 0.14 | 63.24 | 66.3 | 71.4 | 6433 | Black | Black | 37 | 888 | 25 years | 88,85%/30 years | 22.6% | 1954x1134x30mm | FV panel AIKO Neostar 2S A-MAH60Mb-510Wp FB | https://solsol.cz/en/plu/130501 | TOPCON ABC single glass
Panel | AIKO | TOPCON ABC single glass | FV PANEL AIKO COMET 1N A600-MAH72Mw 600WP SLV | 130600 | 600 | 0.116 | 0.122 | 0.132 | 69.6 | 73.2 | 79.2 | 176 | Silver | White | 36 | 720 | 15 years | 88,85%/30 years | 23.2% | 2278x1134x35mm | FV PANEL AIKO COMET 1N A600-MAH72Mw 600WP SLV | https://solsol.cz/en/plu/130600 | TOPCON ABC single glass
Panel | AIKO | TOPCON ABC single glass | FV panel AIKO A610-MAH-72Mw 610Wp SLV | 130610 | 610 | 0.122 | 0.128 | 0.138 | 74.42 | 78.08 | 84.18 | 0 | Silver | White | 31 | 660 | 15 years | 88,8%/30 years | 23.6% | 2278x1134x35mm | FV panel AIKO A610-MAH-72Mw 610Wp SLV | https://solsol.cz/en/plu/130610 | TOPCON ABC single glass
Panel | AIKO | TOPCON ABC single glass | FV panel AIKO A610-MAH-72Mw 610Wp SLV 660pcs/ctn | 130613 | 610 | 0.113 | 0.119 | 0.129 | 68.93 | 72.59 | 78.69 | 1071 | Silver | White | 31 | 660 | 15 years | 88,8%/30 years | 23.6% | 2278x1134x35mm | FV panel AIKO A610-MAH-72Mw 610Wp SLV 660pcs/ctn | https://solsol.cz/en/plu/130613 | TOPCON ABC single glass
Panel | AIKO | TOPCON ABC double glass | AIKO Stellar 1N+ AIKO-G-MCH72Dw 640W SLV | 130640 | 640 | 0.121 | 0.126 | 0.136 | 77.44 | 80.64 | 87.04 | 835 | Silver | White | 36 | 684 | 25 years | 88,85%/30 years | 23.7% | 2382x1134x30mm | AIKO Stellar 1N+ AIKO-G-MCH72Dw 640W SLV | https://solsol.cz/en/plu/130640 | TOPCON ABC double glass
Panel | AIKO | TOPCON ABC double glass | FV panel AIKO Neostar 2P+A465-MAH54Dw | 130466 | 465 | 0.109 | 0.114 | 0.124 | 50.685 | 53.01 | 57.66 | 8428 | Black | White | 37 | 962 | 25 years | 88,85%/30 years | 23.6% | 1757x1134x30mm | FV panel AIKO Neostar 2P+A465-MAH54Dw | https://solsol.cz/en/plu/130466 | TOPCON ABC double glass
Panel | AIKO | TOPCON ABC double glass | FV panel AIKO Neostar 2P+A470-MAH54Dw | 130470 | 470 | 0.117 | 0.123 | 0.133 | 54.99 | 57.81 | 62.51 | 2911 | Black | White | 37 | 962 | 25 years | 88,85%/30 years | 23.6% | 1757x1134x30mm | FV panel AIKO Neostar 2P+A470-MAH54Dw | https://solsol.cz/en/plu/130470 | ABC double glass
Panel | AIKO | TOPCON ABC single glass | FV panel AIKO Nebular A440-MAH54Tm 440Wp | 130500 | 440 | 0.246 | 0.257 | 0.267 | 108.24 | 113.08 | 117.48 | 735 | Black | White | 36 | 936 | 12 years | 90,6%/25 years | 22% | 1762x1134x30mm | FV panel AIKO Nebular A440-MAH54Tm 440Wp | https://solsol.cz/en/plu/130500 | ABC double glass
Panel | AIKO | TOPCON ABC single glass | FV panel AIKO Neostar 2S A460-A-MAH54Mb | 130462 | 460 | 0.133 | 0.14 | 0.15 | 61.18 | 64.4 | 69 | 334 | Black | Black | 36 | 936 | 25 years | 88,85%/30 years | 23.1% | 1757x1134x30mm | FV panel AIKO Neostar 2S A460-A-MAH54Mb | https://solsol.cz/en/plu/130462 | ABC double glass
Panel | AIKO | TOPCON ABC single glass | FV panel AIKO Neostar 2S A460-A-MAH54Mb (962/cnt) | 130465 | 460 | 0.133 | 0.14 | 0.15 | 61.18 | 64.4 | 69 | 6100 | Black | Black | 37 | 962 | 25 years | 88,85%/30 years | 23.1% | 1757x1134x30mm | FV panel AIKO Neostar 2S A460-A-MAH54Mb (962/cnt) | https://solsol.cz/en/plu/130462 | TOPCON ABC single glass
Panel | AIKO | ABC double glass | FV panel AIKO Stellar 1N+ AIKO-G-MCH72Dw 640W SLV | 130461 | 640 | 0.119 | 0.125 | 0.135 | 76.16 | 80 | 86.4 | 0 | Silver | White | 36 | 720 | 15 years | 88,85%/30 years | 23.7% | 2382x1134x30mm | FV panel AIKO Stellar 1N+ AIKO-G-MCH72Dw 640W SLV | https://solsol.cz/en/plu/130461 | ABC double glass
Panel | AIKO | ABC double glass | FV panel AIKO Stellar 1N+ AIKO-G-MCH72Dw 650W SLV | 130651 | 650 | 0.119 | 0.124 | 0.134 | 77.35 | 80.6 | 87.1 | -16362 | Silver | White/glass | 36 | 684 | 15 years | 88,85%/30 years | 24.1% | 2382x1134x30mm | FV panel AIKO Stellar 1N+ AIKO-G-MCH72Dw 650W SLV | https://solsol.cz/en/plu/130651 | ABC double glass
Panel | AIKO | ABC double glass | FV panel AIKO Stellar 1N+ G650-MCH72Dw 650Wp SLV 720pcs/ctn (short cable) | 130652 | 650 | 0.118 | 0.124 | 0.134 | 76.7 | 80.6 | 87.1 | 1555 | Silver | White/glass | 36 | 720 | 15 years | 88,85%/30 years | 24.1% | 2382x1134x30mm | FV panel AIKO Stellar 1N+ G650-MCH72Dw 650Wp SLV 720pcs/ctn (short cable) | https://solsol.cz/en/plu/130651 | ABC double glass
Panel | AIKO | TOPCON ABC double glass | FV panel AIKO Stellar 1N+ G-MCH72Dw 645Wp SLV | 130641 | 645 | 0.121 | 0.127 | 0.137 | 78.045 | 81.915 | 88.365 | 1176 | Silver | White | 36 | 720 | 25 years | 88,85%/30 years | 23.7% | 2382x1134x30mm | FV panel AIKO Stellar 1N+ G-MCH72Dw 645Wp SLV | https://solsol.cz/en/plu/130641 | TOPCON ABC double glass
Panel | AIKO | TOPCON ABC double glass | FV Panel AIKO Neostar 3S A-MCE54Db 480Wp FB | 130480 | 480 | 0.188 | 0.197 | 0.207 | 90.24 | 94.56 | 99.36 | 0 | Black | Black | 37 | 962 | 25 | 88,85%/30 years | 24.5% | 1762x1134x30mm | FV Panel AIKO Neostar 3S A-MCE54Db 480Wp FB | https://solsol.cz/en/plu/130480 | TOPCON ABC double glass
Panel | AIKO | TOPCON ABC double glass | FV Panel AIKO Neostar 3S A-MCE54Db 485Wp FB | 130481 | 485 | 0.198 | 0.208 | 0.218 | 96.03 | 100.88 | 105.73 | 0 | Black | Black | 37 | 962 | 25 | 88,85%/30 years | 24.5% | 1762x1134x30mm | FV Panel AIKO Neostar 3S A-MCE54Db 485Wp FB | https://solsol.cz/en/plu/130481 | TOPCON ABC double glass
Panel | AIKO | TOPCON ABC single glass | FV Panel AIKO Neostar 3S A-MCE54Mb 470Wp FB | 130473 | 470 | 0.154 | 0.162 | 0.172 | 72.38 | 76.14 | 80.84 | 0 | Black | Black | 37 | 962 | 25 | 88,85%/30 years | 23.8% | 1762x1134x30mm | FV Panel AIKO Neostar 3S A-MCE54Mb 470Wp FB | https://solsol.cz/en/plu/130473 | TOPCON ABC single glass
Panel | AIKO | TOPCON ABC single glass | FV Panel AIKO Neostar 3S A-MCE54Mb 480Wp FB | 130482 | 480 | 0.181 | 0.189 | 0.199 | 86.88 | 90.72 | 95.52 | 0 | Black | Black | 37 | 962 | 25 | 88,85%/30 years | 24.5% | 1762x1134x30mm | FV Panel AIKO Neostar 3S A-MCE54Mb 480Wp FB | https://solsol.cz/en/plu/130482 | TOPCON ABC single glass
Panel | AIKO | TOPCON ABC single glass | FV Panel AIKO Neostar 3P A-MCE54Mw 480Wp FB | 130483 | 480 | 0.153 | 0.161 | 0.171 | 73.44 | 77.28 | 82.08 | 0 | Black | White | 37 | 962 | 15 | 88,85%/30 years | 25% | 1762x1134x30mm | FV Panel AIKO Neostar 3P A-MCE54Mw 480Wp FB | https://solsol.cz/en/plu/130483 | TOPCON ABC single glass
Panel | AIKO | TOPCON ABC single glass | FV Panel AIKO Neostar 3P A-MCE54Mw 490Wp FB | 130490 | 490 | 0.169 | 0.177 | 0.187 | 82.81 | 86.73 | 91.63 | 0 | Black | White | 37 | 962 | 15 | 88,85%/30 years | 25% | 1762x1134x30mm | FV Panel AIKO Neostar 3P A-MCE54Mw 490Wp FB | https://solsol.cz/en/plu/130490 | TOPCON ABC single glass
Panel | QN SOLAR | PERC | FV panel Qnsolar QNM182-HS54 SLV 410WP 30mm | 131411 | 410 | 0.106 | 0.111 | 0.121 | 43.46 | 45.51 | 49.61 | 73 | Silver | White | 36 | 936 | 12 years | 84,8%/25 years | 21% | 1722x1134x30mm | FV panel Qnsolar QNM182-HS54 SLV 410WP 30mm | https://solsol.cz/en/plu/131411 | PERC
Panel | QN SOLAR | TOPCON | FV panel Qnsolar QNN182-HS470-60 BF 470 Wp 35mm | 131470 | 470 | 0.104 | 0.11 | 0.12 | 48.88 | 51.7 | 56.4 | 1924 | Black | White | 31 | 744 | 15 years | 87,4%/30 years | 21.72% | 1908x1134x35mm | FV panel Qnsolar QNN182-HS470-60 BF 470 Wp 35mm | https://solsol.cz/en/plu/131470 | TOPCON
Panel | Growatt | PERC | FV panel Growatt portable 200W | 109200 | 200 | 1.195 | 1.195 | 1.205 | 239 | 239 | 241 | 5 | 0 | 0 | 0 | 0 | 0 | 0 | 0% | 0 | FV panel Growatt portable 200W | https://solsol.cz/en/plu/109200 | Solar pannel
Panel | SOLSOL | Přenosný panel | PV-Panel SOLSOL LL-YT100W mobilni panel | 120101 | 100 | 0.714 | 0.749 | 0.759 | 71.4 | 74.9 | 75.9 | 197 | Black | Black | 0 | 0 | 2 years | 0 | 0% | 0 | PV-Panel SOLSOL LL-YT100W mobilni panel | https://solsol.cz/en/plu/120101 | Solar pannel
Panel | LEAPTON | TOPCON bifacial | FV panel Leapton LP182*199 M66 NB 580Wp | 135580 | 580 | 0.105 | 0.111 | 0.121 | 60.9 | 64.38 | 70.18 | 36 | Silver | White/glass | 36 | 720 | 25 years | 87,4%/30 years | 22.44% | 2279x1134x30mm | FV panel Leapton LP182*199 M66 NB 580Wp | https://solsol.cz/en/plu/135580 | TOPCON bifacial
Residential Inverters/Batteries | AEG | Hybrid Inverter | AEG inverter AS-ICH02-8000-2/HV | 201081 | 8 |  |  | 1522.4 |  |  |  | 4 | 0 | 0 | 0 | 0 | 5 | 0 | 0% | 0 | AEG inverter AS-ICH02-8000-2/HV | https://solsol.cz/en/plu/201081 | Hybrid Inverter
Residential Inverters/Batteries | AEG | Hybrid Inverter | AEG inverter AS-ICH02-10000-2/HV | 201101 | 10 |  |  | 1265 |  |  |  | 62 | 0 | 0 | 0 | 0 | 5 | 0 | 0% | 0 | AEG inverter AS-ICH02-10000-2/HV | https://solsol.cz/en/plu/201101 | Hybrid Inverter
Residential Inverters/Batteries | AEG | Hybrid Inverter | AEG SET inverter AS-ICH02-10000-2/HV + AEG AS-BBH1-10000/HV V2 | 201001 | 0 |  |  | 2836.94 |  |  |  | 0 | 0 | 0 | 0 | 0 | 5 | 0 | 0% | 0 | AEG SET inverter AS-ICH02-10000-2/HV + AEG AS-BBH1-10000/HV V2 | https://solsol.cz/en/plu/201001 | Hybrid Inverter set
Residential Inverters/Batteries | AEG | Battery | AEG AS-BBH1-10000/HV | 301100 | 10 |  |  | 1784.16 |  |  |  | 13 | 0 | 0 | 0 | 0 | 10 | 0 | 0% | 0 | AEG AS-BBH1-10000/HV | https://solsol.cz/en/plu/301100 | HV Battery - LFP
Residential Inverters/Batteries | AEG | Battery | AEG AS-BBH1-10000/HV V2 | 301102 | 10 |  |  | 1571.94 |  |  |  | 0 | 0 | 0 | 0 | 0 | 10 | 0 | 0% | 0 | AEG AS-BBH1-10000/HV V2 | https://solsol.cz/en/plu/301102 | HV Battery - LFP
Residential Inverters/Batteries | AEG | Battery | AEG AS-BBH1-15000/HV | 301150 | 15 |  |  | 2346 |  |  |  | 2 | 0 | 0 | 0 | 0 | 10 | 0 | 0% | 0 | AEG AS-BBH1-15000/HV | https://solsol.cz/en/plu/301150 | HV Battery - LFP
Residential Inverters/Batteries | AEG | Accessories | AEG AS-BAC1-4/HV pararel box | 501012 | 0 |  |  | 78.55 |  |  |  | 2 | 0 | 0 | 0 | 0 | 2 | 0 | 0% | 0 | AEG AS-BAC1-4/HV pararel box | https://solsol.cz/en/plu/501012 | Accesories
Residential Inverters/Batteries | AEG | Accessories | AEG WIFI STICK | 501022 | 0 |  |  | 0.01 |  |  |  | 11 | 0 | 0 | 0 | 0 | 2 | 0 | 0% | 0 | AEG WIFI STICK | https://solsol.cz/en/plu/501022 | WIFI stick for PLU 301100, 301150
Residential Inverters/Batteries | AEG | Accessories | Soluna HV Parallel Box | 501015 | 0 |  |  | 65.55 |  |  |  | 10 | 0 | 0 | 0 | 0 | 2 | 0 | 0% | 0 | Soluna HV Parallel Box | https://solsol.cz/en/plu/501015 | Accessories
Residential Inverters/Batteries | AEG | Accessories | Soluna WIFI STICK | 501023 | 0 |  |  | 13 |  |  |  | 11 | 0 | 0 | 0 | 0 | 2 | 0 | 0% | 0 | Soluna WIFI STICK | https://solsol.cz/en/plu/501023 | Accessories
Residential Inverters/Batteries | Argos | Accessories | Solární kabel H1Z2Z2-K ČERNÝ 1x6.0mm2 | 502043 | 0 |  |  | 351 |  |  |  | 17493 | 0 | 0 | 0 | 0 | 2 | 0 | 0% | 0 | Solární kabel H1Z2Z2-K ČERNÝ 1x6.0mm2 | https://solsol.cz/en/plu/502043 | Accesories
Residential Inverters/Batteries | Argos | Accessories | Solární kabel H1Z2Z2-K ČERVENÝ 1x6.0mm2 | 502023 | 0 |  |  | 351 |  |  |  | 27497 | 0 | 0 | 0 | 0 | 2 | 0 | 0% | 0 | Solární kabel H1Z2Z2-K ČERVENÝ 1x6.0mm2 | https://solsol.cz/en/plu/502023 | Accesories
Residential Inverters/Batteries | A-Z Traders | Switchboard | R-FVE-G1 T1+T2 | 823301 | 0 |  |  | 264.06 |  |  |  | 47 | 0 | 0 | 0 | 0 | 2 | 0 | 0% | 0 | R-FVE-G1 T1+T2 | https://solsol.cz/en/plu/823301 | Combined AC/DC, IP65 wall mounting, without AC arrester, for 3f PV service (suitable for Growatt SPH5000-10000TL3 BH-UP). We recommend it in combination with R-PVE-A40-2.
Residential Inverters/Batteries | A-Z Traders | Switchboard | R-FVE-G2 T1+T2 | 823302 | 0 |  |  | 378.13 |  |  |  | 51 | 0 | 0 | 0 | 0 | 2 | 0 | 0% | 0 | R-FVE-G2 T1+T2 | https://solsol.cz/en/plu/823302 | Combined AC/DC, IP65 wall mounting, with AC arrester, for 3f PV operation (suitable for Growatt SPH5000-10000TL3 BH-UP). Recommended in combination with R-PVE-A40-2
Residential Inverters/Batteries | A-Z Traders | Switchboard | R-FVE-A40-1 s AC svodičem T1+T2 | 823303 | 0 |  |  | 473.44 |  |  |  | 1 | 0 | 0 | 0 | 0 | 2 | 0 | 0% | 0 | R-FVE-A40-1 s AC svodičem T1+T2 | https://solsol.cz/en/plu/823303 | Combined AC/DC, IP65 wall mounting, with AC arresters, for 3f PV service (suitable for GOODWE GW5-10K ET). Recommended in combination with R-PVE-A40-2
Residential Inverters/Batteries | A-Z Traders | Switchboard | R-FVE-A40-1 bez AC Svodiče T1+T2 | 823304 | 0 |  |  | 359.38 |  |  |  | 33 | 0 | 0 | 0 | 0 | 2 | 0 | 0% | 0 | R-FVE-A40-1 bez AC Svodiče T1+T2 | https://solsol.cz/en/plu/823304 | Combined AC/DC, IP65 wall mounting, without AC arrester, for 3f PV service (suitable for GOODWE GW5-10K ET). Recommended in combination with R-PVE-A40-2
Residential Inverters/Batteries | A-Z Traders | Switchboard | R-FVE-A40-2 | 823101 | 0 |  |  | 85.94 |  |  |  | 30 | 0 | 0 | 0 | 0 | 2 | 0 | 0% | 0 | R-FVE-A40-2 | https://solsol.cz/en/plu/823101 | AC, IP65 wall mounting. Suitable for manual switchover from the grid to the backup output of the hybrid inverter.
Residential Inverters/Batteries | A-Z Traders | Switchboard | BOX T1+T2 | 823401 | 0 |  |  | 95.31 |  |  |  | 85 | 0 | 0 | 0 | 0 | 2 | 0 | 0% | 0 | BOX T1+T2 | https://solsol.cz/en/plu/823401 | This BOX can be used to extend the R-PVE-G1 T1+T2 / R-FVE-G2 T1+T2 with an additional string. Wiring, RSA terminals, fuse switch-disconnector, gPV fuses and jumpers.
Residential Inverters/Batteries | A-Z Traders | Switchboard | A-Z Rozváděč DC1, T1 do 500V | 823201 | 0 |  |  | 45.39 |  |  |  | 148 | 0 | 0 | 0 | 0 | 0 | 0 | 0% | 0 | A-Z Rozváděč DC1, T1 do 500V | https://solsol.cz/en/plu/823201 | 0
Residential Inverters/Batteries | A-Z Traders | Switchboard | AZTrouter SMART 3F | 523101 | 0 |  |  | 343.75 |  |  |  | 0 | 0 | 0 | 0 | 0 | 2 | 0 | 0% | 0 | AZTrouter SMART 3F | https://solsol.cz/en/plu/523101 | Adjustable self-consumption controller of photovoltaic power plants
Residential Inverters/Batteries | A-Z Traders | Accessories | A-Z WATER INVERTER | 923000 | 0 |  |  | 164 |  |  |  | 208 | 0 | 0 | 0 | 0 | 2 | 0 | 0% | 0 | A-Z WATER INVERTER | https://solsol.cz/en/plu/923000 | Water heating from photovoltaics
Residential Inverters/Batteries | EcoFlow | Battery | EcoFlow PowerOcean-Battery 5kWh | 343050 | 0 |  |  | 983.59 |  |  |  | 0 | 0 | 0 | 0 | 0 | 15 | 0 | 0% | 0 | EcoFlow PowerOcean-Battery 5kWh | https://solsol.cz/en/plu/343050 | EcoFlow PowerOcean LFP Battery 5KWH
Residential Inverters/Batteries | EcoFlow | Accessories | EcoFlow PowerOcean Base&Junction Box | 543012 | 0 |  |  | 433.65 |  |  |  | 0 | 0 | 0 | 0 | 0 | 0 | 0 | 0% | 0 | EcoFlow PowerOcean Base&Junction Box | https://solsol.cz/en/plu/543012 | Base&Junction Box
Residential Inverters/Batteries | EcoFlow | Accessories | EcoFlow PowerOcean Battery Base | 543022 | 0 |  |  | 174.3 |  |  |  | 0 | 0 | 0 | 0 | 0 | 0 | 0 | 0% | 0 | EcoFlow PowerOcean Battery Base | https://solsol.cz/en/plu/543022 | Base
Residential Inverters/Batteries | EcoFlow | Accessories | EcoFlow PowerOcean DC Fit Converter | 543011 | 0 |  |  | 383.25 |  |  |  | 0 | 0 | 0 | 0 | 0 | 0 | 0 | 0% | 0 | EcoFlow PowerOcean DC Fit Converter | https://solsol.cz/en/plu/543011 | PowerOcean DC Fit Converter + Flow meter DTSU666
Residential Inverters/Batteries | EcoFlow | Accessories | EcoFLow SET PowerOcean DC Fit 10kWh Kit | 543001 | 0 |  |  | 2524.73 |  |  |  | 0 | 0 | 0 | 0 | 0 | 0 | 0 | 0% | 0 | EcoFLow SET PowerOcean DC Fit 10kWh Kit | 0 | PowerOcean DC Fit 10kWh Kit
Residential Inverters/Batteries | Phoenix Contact | DC box | DC BOX PHOENIX SOL-SC-1ST-0-DC-1MPPT | 820204 | 0 |  |  | 134.29 |  |  |  | 0 | 0 | 0 | 0 | 0 | 2 | 0 | 0% | 0 | DC BOX PHOENIX SOL-SC-1ST-0-DC-1MPPT | https://solsol.cz/en/plu/820204 | Accesories
Residential Inverters/Batteries | Phoenix Contact | DC box | DC BOX PHOENIX SOL-SC-3ST-0-DC-1MPPT | 820203 | 0 |  |  | 178.14 |  |  |  | 54 | 0 | 0 | 0 | 0 | 2 | 0 | 0% | 0 | DC BOX PHOENIX SOL-SC-3ST-0-DC-1MPPT | https://solsol.cz/en/plu/820203 | Accesories
Residential Inverters/Batteries | Staubli | Accessories | Konektory MC4 32.0017P0001-UR | 514025 | 0 |  |  | 0.67 |  |  |  | 2014 | 0 | 0 | 0 | 0 | 2 | 0 | 0% | 0 | Konektory MC4 32.0017P0001-UR | https://solsol.cz/en/plu/514025 | Accesories
Residential Inverters/Batteries | Staubli | Accessories | Konektory MC4 32.0016P0001-UR | 514015 | 0 |  |  | 0.88 |  |  |  | 2014 | 0 | 0 | 0 | 0 | 2 | 0 | 0% | 0 | Konektory MC4 32.0016P0001-UR | https://solsol.cz/en/plu/514015 | Accesories
Residential Inverters/Batteries | Goodwe | Hybrid Inverter | GoodWe GW8K-ET | 208081 | 8 |  |  | 1265.34 |  |  |  | 4 | 0 | 0 | 0 | 0 | 5 | 0 | 0% | 0 | GoodWe GW8K-ET | https://solsol.cz/en/plu/208081 | Hybrid
Residential Inverters/Batteries | Goodwe | Hybrid Inverter | GoodWe GW10K-ET | 208101 | 10 |  |  | 799 |  |  |  | 29 | 0 | 0 | 0 | 0 | 5 | 0 | 0% | 0 | GoodWe GW10K-ET | https://solsol.cz/en/plu/208101 | Hybrid
Residential Inverters/Batteries | Goodwe | Hybrid Inverter | GoodWe GW10KN-ET | 208102 | 10 |  |  | 876.02 |  |  |  | 77 | 0 | 0 | 0 | 0 | 5 | 0 | 0% | 0 | GoodWe GW10KN-ET | https://solsol.cz/en/plu/208102 | Hybrid
Residential Inverters/Batteries | Goodwe | Hybrid Inverter | GoodWe GW15K-ET | 208150 | 15 |  |  | 1999 |  |  |  | 5 | 0 | 0 | 0 | 0 | 5 | 0 | 0% | 0 | GoodWe GW15K-ET | https://solsol.cz/en/plu/208150 | Hybrid
Residential Inverters/Batteries | Goodwe | Hybrid Inverter | GoodWe SET GoodWe GW10KN-ET + AEG AS-BBH1-10000/HV V2 | 208006 | 10 |  |  | 2447.96 |  |  |  | 0 | 0 | 0 | 0 | 0 | 5 | 0 | 0% | 0 | GoodWe SET GoodWe GW10KN-ET + AEG AS-BBH1-10000/HV V2 | https://solsol.cz/en/plu/208006 | Hybrid
Residential Inverters/Batteries | Goodwe | Hybrid Inverter | GoodWe SET GoodWe GW10KN-ET + AEG AS-BBH1-10000/HV | 208007 | 0 |  |  | 2660.18 |  |  |  | 0 | 0 | 0 | 0 | 0 | 0 | 0 | 0% | 0 | GoodWe SET GoodWe GW10KN-ET + AEG AS-BBH1-10000/HV | https://solsol.cz/en/plu/208007 | Hybrid
Residential Inverters/Batteries | Goodwe | Accessories | GoodWe Smart Meter GM3000 | 508101 | 0 |  |  | 133.55 |  |  |  | 4 | 0 | 0 | 0 | 0 | 2 | 0 | 0% | 0 | GoodWe Smart Meter GM3000 | https://solsol.cz/en/plu/508101 | Accesories
Residential Inverters/Batteries | Goodwe | Accessories | Goodwe Data Logging Stick Wifi/Lan | 508103 | 0 |  |  | 33.48 |  |  |  | 3 | 0 | 0 | 0 | 0 | 2 | 0 | 0% | 0 | Goodwe Data Logging Stick Wifi/Lan | https://solsol.cz/en/plu/508103 | Accesories
Residential Inverters/Batteries | Goodwe | Accessories | Goodwe Data Logging Stick Wifi/Lan/BT | 508105 | 0 |  |  | 29.66 |  |  |  | 1 | 0 | 0 | 0 | 0 | 2 | 0 | 0% | 0 | Goodwe Data Logging Stick Wifi/Lan/BT | https://solsol.cz/en/plu/508105 | Accesories
Residential Inverters/Batteries | Growatt | Single Phase Inverter | Growatt microinverter NEO 800M-X (WIFI) | 209080 | 0.8 |  |  | 64.9 |  |  |  | 41 | 0 | 0 | 0 | 0 | 12 | 0 | 0% | 0 | Growatt microinverter NEO 800M-X (WIFI) | https://solsol.cz/en/plu/209080 | Single Phase Inverters for balkony systém
Residential Inverters/Batteries | Growatt | Single Phase Inverter | Growattt SET NEO 800M-X + Power cord 5m + Growatt Noah 2000 | 209039 | 0.8 |  |  | 497.53 |  |  |  | 0 | 0 | 0 | 0 | 0 | 0 | 0 | 0% | 0 | Growattt SET NEO 800M-X + Power cord 5m + Growatt Noah 2000 | https://solsol.cz/en/plu/209039 | 1x Growatt microinverter NEO 800M-X (WIFI), 1x Growatt power cord for NEO (EU 5m), 1x Growatt Noah 2000
Residential Inverters/Batteries | Growatt | Single Phase Inverter | Growatt MIC2000TL-X | 209020 | 2 |  |  | 111.1 |  |  |  | 0 | 0 | 0 | 0 | 0 | 10 | 0 | 0% | 0 | Growatt MIC2000TL-X | https://solsol.cz/en/plu/209020 | Single Phase Inverters
Residential Inverters/Batteries | Growatt | Single Phase Inverter | Growatt MIC2500TL-X | 209021 | 2.5 |  |  | 290.4 |  |  |  | 0 | 0 | 0 | 0 | 0 | 10 | 0 | 0% | 0 | Growatt MIC2500TL-X | https://solsol.cz/en/plu/209021 | Single Phase Inverters
Residential Inverters/Batteries | Growatt | Single Phase Inverter | Growatt MIN2500TL-X | 209022 | 2.5 |  |  | 249 |  |  |  | 0 | 0 | 0 | 0 | 0 | 10 | 0 | 0% | 0 | Growatt MIN2500TL-X | https://solsol.cz/en/plu/209022 | Single Phase Inverters
Residential Inverters/Batteries | Growatt | Single Phase Inverter | Growatt MIC3300TL-X | 209031 | 3 |  |  | 343.2 |  |  |  | 7 | 0 | 0 | 0 | 0 | 10 | 0 | 0% | 0 | Growatt MIC3300TL-X | https://solsol.cz/en/plu/209031 | Single Phase Inverters
Residential Inverters/Batteries | Growatt | Single Phase Inverter | Growatt MIN3600TL-XE | 209032 | 3 |  |  | 431.2 |  |  |  | 63 | 0 | 0 | 0 | 0 | 10 | 0 | 0% | 0 | Growatt MIN3600TL-XE | https://solsol.cz/en/plu/209032 | Single Phase Inverters
Residential Inverters/Batteries | Growatt | Single-phase inverter | Growatt MIN4200TL-XH | 209040 | 4.2 |  |  | 484 |  |  |  | 3 | 0 | 0 | 0 | 0 | 10 | 0 | 0% | 0 | Growatt MIN4200TL-XH | https://solsol.cz/en/plu/209040 | Single Phase Inverters
Residential Inverters/Batteries | Growatt | Single Phase Inverter | Growattt MIN6000 TL-XH | 209060 | 6 |  |  | 555.5 |  |  |  | 0 | 0 | 0 | 0 | 0 | 10 | 0 | 0% | 0 | Growattt MIN6000 TL-XH | https://solsol.cz/en/plu/209060 | Single Phase Inverters
Residential Inverters/Batteries | Growatt | Single Phase Inverter SET | Growattt SET MIN6000 TL-XH 7,5 kWh battery | 209038 | 6 |  |  | 2261.61 |  |  |  | 0 | 0 | 0 | 0 | 0 | 0 | 0 | 0% | 0 | Growattt SET MIN6000 TL-XH 7,5 kWh battery | https://solsol.cz/en/plu/209038 | 1x Growattt MIN6000 TL-XH,1 Growatt BDC 95045-A1, 1x Growatt ARK 2.5H-A1 Base, 1x Growatt XH ARK 2.5H-A1 Cable, 1x Growatt ARK 2.5H-A1, 1x Growatt Shine Wifi-X
Residential Inverters/Batteries | Growatt | Three-phase inverter | Growatt MOD5000TL3-X | 209052 | 5 |  |  | 522.5 |  |  |  | 1 | 0 | 0 | 0 | 0 | 10 | 0 | 0% | 0 | Growatt MOD5000TL3-X | https://solsol.cz/en/plu/209052 | Three Phases Inverters
Residential Inverters/Batteries | Growatt | Three-phase inverter | Growatt MOD8000TL3-X | 209082 | 8 |  |  | 564.3 |  |  |  | 1 | 0 | 0 | 0 | 0 | 10 | 0 | 0% | 0 | Growatt MOD8000TL3-X | https://solsol.cz/en/plu/209082 | Three Phases Inverters
Residential Inverters/Batteries | Growatt | Three-phase inverter | Growatt MOD 10KTL3-XH | 209105 | 10 |  |  | 892.5 |  |  |  | 1 | 0 | 0 | 0 | 0 | 10 | 0 | 0% | 0 | Growatt MOD 10KTL3-XH | https://solsol.cz/en/plu/209105 | Three Phases Inverters
Residential Inverters/Batteries | Growatt | Three-phase inverter | Growatt MOD15KTL3-X | 209152 | 15 |  |  | 790.9 |  |  |  | 10 | 0 | 0 | 0 | 0 | 10 | 0 | 0% | 0 | Growatt MOD15KTL3-X | https://solsol.cz/en/plu/209152 | Three Phases Inverters
Commercial Inverters/Batteries | Growatt | Three-phase inverter | Growatt MID20KTL3-X | 209201 | 20 |  |  | 867.9 |  |  |  | 6 | 0 | 0 | 0 | 0 | 10 | 0 | 0% | 0 | Growatt MID20KTL3-X | https://solsol.cz/en/plu/209201 | Three Phases Inverters
Commercial Inverters/Batteries | Growatt | Three-phase inverter | Growatt MID25KTL3-X1 | 209251 | 25 |  |  | 440 |  |  |  | 228 | 0 | 0 | 0 | 0 | 5 | 0 | 0% | 0 | Growatt MID25KTL3-X1 | https://solsol.cz/en/plu/209251 | Three Phases Inverters
Commercial Inverters/Batteries | Growatt | Three-phase inverter | Growatt MID 30KTL3-X | 209301 | 30 |  |  | 986.7 |  |  |  | 4 | 0 | 0 | 0 | 0 | 5 | 0 | 0% | 0 | Growatt MID 30KTL3-X | https://solsol.cz/en/plu/209301 | Three Phases Inverters
Commercial Inverters/Batteries | Growatt | Three-phase inverter | Growatt MID36KTL3-X | 209361 | 36 |  |  | 1140.7 |  |  |  | 3 | 0 | 0 | 0 | 0 | 5 | 0 | 0% | 0 | Growatt MID36KTL3-X | https://solsol.cz/en/plu/209361 | Three Phases Inverters
Commercial Inverters/Batteries | Growatt | Three-phase inverter | Growatt MID50KTL3-X2 | 209503 | 50 |  |  | 1258.4 |  |  |  | 3 | 0 | 0 | 0 | 0 | 5 | 0 | 0% | 0 | Growatt MID50KTL3-X2 | https://solsol.cz/en/plu/209503 | Three Phases Inverters
Commercial Inverters/Batteries | Growatt | Three-phase inverter | Growatt MAX 80 KTL3 LV | 209801 | 80 |  |  | 1771 |  |  |  | 4 | 0 | 0 | 0 | 0 | 5 | 0 | 0% | 0 | Growatt MAX 80 KTL3 LV | https://solsol.cz/en/plu/209801 | Three Phases Inverters
Commercial Inverters/Batteries | Growatt | Three-phase inverter | Growatt MAX 80 KTL3 LV / 10 years warranty | 209802 | 80 |  |  | 2123 |  |  |  | 19 | 0 | 0 | 0 | 0 | 10 | 0 | 0% | 0 | Growatt MAX 80 KTL3 LV / 10 years warranty | https://solsol.cz/en/plu/209802 | Three Phases Inverters
Commercial Inverters/Batteries | Growatt | Three-phase inverter | Growatt MAX 100 KTL3-X LV | 209012 | 100 |  |  | 1991 |  |  |  | 30 | 0 | 0 | 0 | 0 | 5 | 0 | 0% | 0 | Growatt MAX 100 KTL3-X LV | https://solsol.cz/en/plu/209012 | Three Phases Inverters
Commercial Inverters/Batteries | Growatt | Three-phase inverter | Growatt MAX 100 KTL3-X LV / 10 years warranty | 209090 | 0 |  |  | 2387 |  |  |  | 12 | 0 | 0 | 0 | 0 | 10 | 0 | 0% | 0 | Growatt MAX 100 KTL3-X LV / 10 years warranty | https://solsol.cz/en/plu/209090 | Three Phases Inverters
Commercial Inverters/Batteries | Growatt | Three-phase inverter | Growatt MAX 110 KTL3-X LV | 209013 | 110 |  |  | 2167 |  |  |  | 1 | 0 | 0 | 0 | 0 | 5 | 0 | 0% | 0 | Growatt MAX 110 KTL3-X LV | https://solsol.cz/en/plu/209013 | Three Phases Inverters
Commercial Inverters/Batteries | Growatt | Three-phase inverter | Growatt MAX 120 KTL3-X LV | 209014 | 120 |  |  | 2332 |  |  |  | 0 | 0 | 0 | 0 | 0 | 5 | 0 | 0% | 0 | Growatt MAX 120 KTL3-X LV | https://solsol.cz/en/plu/209014 | Three Phases Inverters
Residential Inverters/Batteries | Growatt | Three-phase inverter | Growatt MAX 125 KTL3-X LV | 209015 | 125 |  |  | 2442 |  |  |  | 2 | 0 | 0 | 0 | 0 | 5 | 0 | 0% | 0 | Growatt MAX 125 KTL3-X LV | https://solsol.cz/en/plu/209015 | Three Phases Inverters
Residential Inverters/Batteries | Growatt | Off grid inverter | Growatt SPF3500ES | 209030 | 3.5 |  |  | 350.9 |  |  |  | -7 | 0 | 0 | 0 | 0 | 2 | 0 | 0% | 0 | Growatt SPF3500ES | https://solsol.cz/en/plu/209030 | Off-grid inverters
Residential Inverters/Batteries | Growatt | Off grid inverter | Growatt SPF6000ES PLUS (WIFI) | 209061 | 6 |  |  | 342.1 |  |  |  | 24 | 0 | 0 | 0 | 0 | 2 | 0 | 0% | 0 | Growatt SPF6000ES PLUS (WIFI) | https://solsol.cz/en/plu/209061 | Off-grid inverters
Residential Inverters/Batteries | Growatt | Three-phase inverter | Growatt SPE 6000 TLHVM-G2 | 209062 | 6 |  |  | 473 |  |  |  | 60 | 0 | 0 | 0 | 0 | 5 | 0 | 0% | 0 | Growatt SPE 6000 TLHVM-G2 | https://solsol.cz/en/plu/209062 | Three Phases Inverters
Residential Inverters/Batteries | Growatt | Battery | Growatt Hope 5.0L-B1 | 309054 | 5 |  |  | 610.79 |  |  |  | 54 | 0 | 0 | 0 | 0 | 5 | 0 | 0% | 0 | Growatt Hope 5.0L-B1 | https://solsol.cz/en/plu/309054 | Battery for Growatt SPE 6000 TLHVM-G2
Residential Inverters/Batteries | Growatt | Battery | Growatt HOPE5.0L-B1-Kit | 509502 | 0 |  |  | 26.78 |  |  |  | 60 | 0 | 0 | 0 | 0 | 1 | 0 | 0% | 0 | Growatt HOPE5.0L-B1-Kit | https://solsol.cz/en/plu/509502 | Accesories for Growatt Hope 5.0L-B1
Residential Inverters/Batteries | Growatt | Battery | Growatt AXE 5.0L C1 battery | 309051 | 0 |  |  | 665.5 |  |  |  | 7 | 0 | 0 | 0 | 0 | 0 | 0 | 0% | 0 | Growatt AXE 5.0L C1 battery | https://solsol.cz/en/plu/309051 | Battery for offgrid SPF inverter
Residential Inverters/Batteries | Growatt | Battery | Growatt AXE 5.0L Battery Cable+Base | 509024 | 0 |  |  | 51.7 |  |  |  | 12 | 0 | 0 | 0 | 0 | 0 | 0 | 0% | 0 | Growatt AXE 5.0L Battery Cable+Base | https://solsol.cz/en/plu/509024 | Battery for offgrid SPF inverter
Residential Inverters/Batteries | Growatt | Hybrid Inverter | Growatt SPH3600TL BL-UP | 209036 | 3.6 |  |  | 649 |  |  |  | 3 | 0 | 0 | 0 | 0 | 10 | 0 | 0% | 0 | Growatt SPH3600TL BL-UP | https://solsol.cz/en/plu/209036 | Hybrid
Residential Inverters/Batteries | Growatt | Hybrid Inverter | Growatt SPH5000TL3 BH-UP | 209051 | 5 |  |  | 871.2 |  |  |  | 37 | 0 | 0 | 0 | 0 | 10 | 0 | 0% | 0 | Growatt SPH5000TL3 BH-UP | https://solsol.cz/en/plu/209051 | Hybrid
Residential Inverters/Batteries | Growatt | Hybrid Inverter | Growatt SPH8000TL3 BH-UP | 209081 | 8 |  |  | 955.9 |  |  |  | 22 | 0 | 0 | 0 | 0 | 10 | 0 | 0% | 0 | Growatt SPH8000TL3 BH-UP | https://solsol.cz/en/plu/209081 | Hybrid
Residential Inverters/Batteries | Growatt | Hybrid Inverter | Growatt SPH10000TL3 BH-UP | 209101 | 10 |  |  | 1011.52 |  |  |  | 377 | 0 | 0 | 0 | 0 | 10 | 0 | 0% | 0 | Growatt SPH10000TL3 BH-UP | https://solsol.cz/en/plu/209101 | Hybrid
Residential Inverters/Batteries | Growatt | Battery | Growatt ARK 2.5H-A1 | 309021 | 0 |  |  | 482.87 |  |  |  | 258 | 0 | 0 | 0 | 0 | 10 | 0 | 0% | 0 | Growatt ARK 2.5H-A1 | https://solsol.cz/en/plu/309021 | Battery HV
Residential Inverters/Batteries | Growatt | Battery | Growatt ARK 2.5H-A2 | 309023 | 0 |  |  | 481.78 |  |  |  | 349 | 0 | 0 | 0 | 0 | 10 | 0 | 0% | 0 | Growatt ARK 2.5H-A2 | https://solsol.cz/en/plu/309023 | Battery HV
Residential Inverters/Batteries | Growatt | Battery | Growatt ARK 2.5H-A1 Cable | 509022 | 0 |  |  | 29.43 |  |  |  | 61 | 0 | 0 | 0 | 0 | 2 | 0 | 0% | 0 | Growatt ARK 2.5H-A1 Cable | https://solsol.cz/en/plu/509022 | Battery HV
Residential Inverters/Batteries | Growatt | Battery | Growatt XH ARK 2.5H-A1 Cable | 509028 | 0 |  |  | 28.6 |  |  |  | 0 | 0 | 0 | 0 | 0 | 0 | 0 | 0% | 0 | Growatt XH ARK 2.5H-A1 Cable | https://solsol.cz/en/plu/509028 | Battery HV
Residential Inverters/Batteries | Growatt | BMS | Growatt ARK 2.5H-A1 BMS (HVC60050-A1) | 309001 | 0 |  |  | 201.65 |  |  |  | 24 | 0 | 0 | 0 | 0 | 10 | 0 | 0% | 0 | Growatt ARK 2.5H-A1 BMS (HVC60050-A1) | https://solsol.cz/en/plu/309001 | Battery HV
Residential Inverters/Batteries | Growatt | BMS | Growatt ARK 2.5H-A2 BMS (HVC60050-C2) + ARK cable | 309009 | 0 |  |  | 218 |  |  |  | 201 | 0 | 0 | 0 | 0 | 10 | 0 | 0% | 0 | Growatt ARK 2.5H-A2 BMS (HVC60050-C2) + ARK cable | https://solsol.cz/en/plu/309009 | BMS
Residential Inverters/Batteries | Growatt | Battery | Growatt ARK 2.5H-A1 Base | 509012 | 0 |  |  | 27.25 |  |  |  | 135 | 0 | 0 | 0 | 0 | 2 | 0 | 0% | 0 | Growatt ARK 2.5H-A1 Base | https://solsol.cz/en/plu/509012 | Battery HV
Residential Inverters/Batteries | Growatt | Battery | Growatt ARK 2.5H-A1 Series Cable | 509032 | 0 |  |  | 43.6 |  |  |  | 31 | 0 | 0 | 0 | 0 | 2 | 0 | 0% | 0 | Growatt ARK 2.5H-A1 Series Cable | https://solsol.cz/en/plu/509032 | Battery HV
Residential Inverters/Batteries | Growatt | Accessories | Growatt ARK Battery Wall Bracket | 509042 | 0 |  |  | 13.08 |  |  |  | 57 | 0 | 0 | 0 | 0 | 2 | 0 | 0% | 0 | Growatt ARK Battery Wall Bracket | https://solsol.cz/en/plu/509042 | Accesories
Residential Inverters/Batteries | Growatt | Accessories | Growatt APX Battery Wall Bracket | 509044 | 0 |  |  | 24.2 |  |  |  | 67 | 0 | 0 | 0 | 0 | 2 | 0 | 0% | 0 | Growatt APX Battery Wall Bracket | https://solsol.cz/en/plu/509044 | Accesories
Residential Inverters/Batteries | Growatt | BMS | Growatt BDC 95045-A1 | 309002 | 0 |  |  | 185.9 |  |  |  | 3 | 0 | 0 | 0 | 0 | 0 | 0 | 0% | 0 | Growatt BDC 95045-A1 | https://solsol.cz/en/plu/309002 | BMS for MIN 6000 XH inverter
Residential Inverters/Batteries | Growatt | Battery | Growatt GBLI6532 6.5H | 309061 | 0 |  |  | 804 |  |  |  | 22 | 0 | 0 | 0 | 0 | 10 | 0 | 0% | 0 | Growatt GBLI6532 6.5H | https://solsol.cz/en/plu/309061 | Battery LV for SPH 3600TL BL-UP
Residential Inverters/Batteries | Growatt | Battery | Growatt GBLI6532 Cable | 509023 | 0 |  |  | 16 |  |  |  | 4 | 0 | 0 | 0 | 0 | 2 | 0 | 0% | 0 | Growatt GBLI6532 Cable | https://solsol.cz/en/plu/509023 | Battery cable for SPH 3600TL BL-UP
Residential Inverters/Batteries | Growatt | Battery | Growatt GBLI6532 Paraller cable | 509033 | 0 |  |  | 20 |  |  |  | 4 | 0 | 0 | 0 | 0 | 2 | 0 | 0% | 0 | Growatt GBLI6532 Paraller cable | https://solsol.cz/en/plu/509033 | Battery paraller cable for SPH 3600TL BL-UP
Residential Inverters/Batteries | Growatt | Set Hybrid Inverter | Growatt SET SPH3600TL BL-UP 6,5kWh battery | 209035 | 0 |  |  | 1572.75 |  |  |  | 0 | 0 | 0 | 0 | 0 | 0 | 0 | 0% | 0 | Growatt SET SPH3600TL BL-UP 6,5kWh battery | https://solsol.cz/en/plu/209035 | 1 pcs SPH 36000TL BL-UP, 1 pcs Growatt GBLI6532 6.5H, Growatt GBLI6532 Cable, 1pcs Growatt SPM-E, 1 pcs ShineWifi-X
Residential Inverters/Batteries | Growatt | Set Hybrid Inverter | Growatt SET SPH 5000TL3 BH-UP, 7,5kWh battery | 209006 | 5 |  |  | 2590.62 |  |  |  | 0 | 0 | 0 | 0 | 0 | 0 | 0 | 0% | 0 | Growatt SET SPH 5000TL3 BH-UP, 7,5kWh battery | https://solsol.cz/en/plu/209006 | 1 pcs SPH 5000TL3 BH-UP,1 pcs ARK-2.5H-A1-BMS, 3 pcs ARK-2.5-A1 ,1 pcs ARK-2.5H-A1-Base,1 pcs ARK-2.5H-A1-Cable, 1 pcs ShineWifi-X
Residential Inverters/Batteries | Growatt | Set Hybrid Inverter | Growatt SET SPH 8000TL3 BH-UP, 7,5kWh battery | 209007 | 8 |  |  | 2675.32 |  |  |  | 0 | 0 | 0 | 0 | 0 | 0 | 0 | 0% | 0 | Growatt SET SPH 8000TL3 BH-UP, 7,5kWh battery | https://solsol.cz/en/plu/209007 | 1 pcs SPH 8000TL3 BH-UP,1 pcs ARK-2.5H-A1-BMS, 3 pcs ARK-2.5-A1 ,1 pcs ARK-2.5H-A1-Base,1 pcs ARK-2.5H-A1-Cable, 1 pcs ShineWifi-X
Residential Inverters/Batteries | Growatt | Set Hybrid Inverter | Growatt SET SPH 10000TL3 BH-UP, 10kWh battery | 209008 | 10 |  |  | 3212.72 |  |  |  | 0 | 0 | 0 | 0 | 0 | 0 | 0 | 0% | 0 | Growatt SET SPH 10000TL3 BH-UP, 10kWh battery | https://solsol.cz/en/plu/209008 | 1 pcs SPH 10000TL3 BH-UP,1 pcs ARK-2.5H-A1-BMS, 4 pcs ARK-2.5-A1 ,1 pcs ARK-2.5H-A1-Base,1 pcs ARK-2.5H-A1-Cable, 1 pcs ShineWifi-X
Residential Inverters/Batteries | Growatt | Set Hybrid Inverter | Growatt SET SPH 10000TL3 BH-UP, 10kWh battery, rozvaděč R-FVE-A40-1 | 209046 | 10 |  |  | 3478.35 |  |  |  | 0 | 0 | 0 | 0 | 0 | 10 | 0 | 0% | 0 | Growatt SET SPH 10000TL3 BH-UP, 10kWh battery, rozvaděč R-FVE-A40-1 | https://solsol.cz/en/plu/209046 | 1 pcs SPH 10000TL3 BH-UP,1 pcs ARK-2.5H-A1-BMS, 4 pcs ARK-2.5-A1 ,1 pcs ARK-2.5H-A1-Base,1 pcs ARK-2.5H-A1-Cable, 1 pcs ShineWifi-X, 1pcs R-FVE-A40-1 s AC svodičem T1+T2, 1pcs R-FVE-A40-2
Residential Inverters/Batteries | Growatt | Hybrid Inverter | Growatt MOD10KTL3-XH(BP) | 209104 | 10 |  |  | 924 |  |  |  | 66 | 0 | 0 | 0 | 0 | 10 | 0 | 0% | 0 | Growatt MOD10KTL3-XH(BP) | https://solsol.cz/en/plu/209104 | Hybrid
Residential Inverters/Batteries | Growatt | Set Hybrid Inverter | Growatt SET MOD 10KTL3 XH BP, 10kWh battery | 209001 | 10 |  |  | 3366.29 |  |  |  | 0 | 0 | 0 | 0 | 0 | 0 | 0 | 0% | 0 | Growatt SET MOD 10KTL3 XH BP, 10kWh battery | https://solsol.cz/en/plu/209001 | MOD 10KTL3-XH BP, 2x APX 5.0P-B1, APX 98020-P1 BMS, APX 5.0P Battery Base, TPM-C, WIFI-X
Residential Inverters/Batteries | Growatt | Set Hybrid Inverter | Growatt SET MOD 10KTL3 XH BP, 10kWh battery, SYN box | 209028 | 10 |  |  | 3677.59 |  |  |  | 0 | 0 | 0 | 0 | 0 | 0 | 0 | 0% | 0 | Growatt SET MOD 10KTL3 XH BP, 10kWh battery, SYN box | https://solsol.cz/en/plu/209028 | MOD 10KTL3-XH BP, 2x APX 5.0P-B1, APX 98020-P1 BMS, APX 5.0P Battery Base, TPM-C, WIFI-X, SYN BOX
Residential Inverters/Batteries | Growatt | Set Hybrid Inverter | Growatt SET MOD 10KTL3 XH BP, 15kWh battery | 209002 | 10 |  |  | 4367.81 |  |  |  | 0 | 0 | 0 | 0 | 0 | 0 | 0 | 0% | 0 | Growatt SET MOD 10KTL3 XH BP, 15kWh battery | https://solsol.cz/en/plu/209002 | MOD 10KTL3-XH BP, 3x APX 5.0P-B1, APX 98020-P1 BMS, APX 5.0P Battery Base, TPM-C, WIFI-X
Residential Inverters/Batteries | Growatt | Set Hybrid Inverter | Growatt SET MOD 10KTL3 XH BP, 20kWh battery | 209003 | 10 |  |  | 5369.33 |  |  |  | 0 | 0 | 0 | 0 | 0 | 0 | 0 | 0% | 0 | Growatt SET MOD 10KTL3 XH BP, 20kWh battery | https://solsol.cz/en/plu/209003 | MOD 10KTL3-XH BP, 4x APX 5.0P-B1, APX 98020-P1 BMS, APX 5.0P Battery Base, TPM-C, WIFI-X
Residential Inverters/Batteries | Growatt | Set Hybrid Inverter | Growatt SET MOD 10KTL3 XH BP, 25kWh battery | 209004 | 10 |  |  | 6452.25 |  |  |  | 0 | 0 | 0 | 0 | 0 | 0 | 0 | 0% | 0 | Growatt SET MOD 10KTL3 XH BP, 25kWh battery | https://solsol.cz/en/plu/209004 | MOD 10KTL3-XH BP, 5x APX 5.0P-B1, APX 98020-P1 BMS, 2x APX 5.0P Battery Base, TPM-C, WIFI-X, paraller cable
Commercial Inverters/Batteries | Growatt | Set Hybrid Inverter | Growatt SET MOD 10KTL3 XH BP, 30kWh battery | 209005 | 10 |  |  | 7453.77 |  |  |  | 0 | 0 | 0 | 0 | 0 | 0 | 0 | 0% | 0 | Growatt SET MOD 10KTL3 XH BP, 30kWh battery | https://solsol.cz/en/plu/209005 | MOD 10KTL3-XH BP, 6x APX 5.0P-B1, APX 98020-P1 BMS, 2x APX 5.0P Battery Base, TPM-C, WIFI-X, paraller cable
Commercial Inverters/Batteries | Growatt | Hybrid Inverter | #N/A | 209107 | 10 |  |  | 1166 |  |  |  | 1 | 0 | 0 | 0 | 0 | 10 | 0 | 0% | 0 | #N/A | https://solsol.cz/en/plu/209107 | 10.0KW three phase low voltage hybrid inverter with UPS
Commercial Inverters/Batteries | Growatt | Hybrid Inverter | #N/A | 209154 | 15 |  |  | 1276 |  |  |  | 0 | 0 | 0 | 0 | 0 | 10 | 0 | 0% | 0 | #N/A | https://solsol.cz/en/plu/209154 | 15.0KW three phase low voltage hybrid inverter with UPS
Commercial Inverters/Batteries | Growatt | Set Hybrid Inverter | #N/A | 209047 | 10 |  |  | 2573.9 |  |  |  | 0 | 0 | 0 | 0 | 0 | 10 | 0 | 0% | 0 | #N/A | https://solsol.cz/en/plu/209047 | Growatt WIT 10K-HU, 2xAXE 5.0L C1 battery, AXE 5.0L Battery Cable+Base, ShineWiLan-X2, TPM-CT-E(100A)
Commercial Inverters/Batteries | Growatt | Hybrid Inverter | #N/A | 209153 | 15 |  |  | 1131.9 |  |  |  | 1 | 0 | 0 | 0 | 0 | 10 | 0 | 0% | 0 | #N/A | https://solsol.cz/en/plu/209153 | Hybrid
Commercial Inverters/Batteries | Growatt | Hybrid Inverter | Growatt MID 20KTL3-XH | 209200 | 20 |  |  | 1254 |  |  |  | 7 | 0 | 0 | 0 | 0 | 10 | 0 | 0% | 0 | Growatt MID 20KTL3-XH | https://solsol.cz/en/plu/209200 | Hybrid
Commercial Inverters/Batteries | Growatt | Hybrid Inverter | Growatt MID 25KTL3-XH | 209250 | 25 |  |  | 1441 |  |  |  | 13 | 0 | 0 | 0 | 0 | 10 | 0 | 0% | 0 | Growatt MID 25KTL3-XH | https://solsol.cz/en/plu/209250 | Hybrid
Commercial Inverters/Batteries | Growatt | Hybrid Inverter | Growatt MID 30KTL3-XH | 209302 | 30 |  |  | 1567.5 |  |  |  | 23 | 0 | 0 | 0 | 0 | 10 | 0 | 0% | 0 | Growatt MID 30KTL3-XH | https://solsol.cz/en/plu/209302 | Hybrid
Commercial Inverters/Batteries | Growatt | Set Hybrid Inverter | Growatt SET MID 15KTL3 XH, 15kWh battery | 209009 | 15 |  |  | 3476.81 |  |  |  | 0 | 0 | 0 | 0 | 0 | 0 | 0 | 0% | 0 | Growatt SET MID 15KTL3 XH, 15kWh battery | https://solsol.cz/en/plu/209009 | MID 15KTL3-XH, 3x APX 5.0P-B1, APX 98034-P2 BMS, APX 5.0P Battery Base, TPM-E, WIFI-X
Commercial Inverters/Batteries | Growatt | Set Hybrid Inverter | Growatt SET MID 20KTL3 XH, 20kWh battery | 209010 | 20 |  |  | 5732.33 |  |  |  | 0 | 0 | 0 | 0 | 0 | 0 | 0 | 0% | 0 | Growatt SET MID 20KTL3 XH, 20kWh battery | https://solsol.cz/en/plu/209010 | MID 20KTL3-XH, 4x APX 5.0P-B1, APX 98034-P2 BMS, APX 5.0P Battery Base, TPM-E, WIFI-X
Commercial Inverters/Batteries | Growatt | Set Hybrid Inverter | Growatt SET MID 25KTL3 XH, 25kWh battery | 209018 | 25 |  |  | 6980.25 |  |  |  | 0 | 0 | 0 | 0 | 0 | 0 | 0 | 0% | 0 | Growatt SET MID 25KTL3 XH, 25kWh battery | https://solsol.cz/en/plu/209018 | MID 25KTL3-XH, 5x APX 5.0P-B1, APX 98034-P2 BMS, 2x APX 5.0P Battery Base, APX 5.0P Paraller cable, TPM-E, WIFI-X
Commercial Inverters/Batteries | Growatt | Set Hybrid Inverter | Growatt SET MID 30KTL3 XH, 30kWh battery | 209019 | 30 |  |  | 8108.27 |  |  |  | 0 | 0 | 0 | 0 | 0 | 0 | 0 | 0% | 0 | Growatt SET MID 30KTL3 XH, 30kWh battery | https://solsol.cz/en/plu/209019 | MID 30KTL3-XH, 6x APX 5.0P-B1, APX 98034-P2 BMS, 2x APX 5.0P Battery Base, APX 5.0P Paraller cable, TPM-E, WIFI-X
Commercial Inverters/Batteries | Growatt | Set Hybrid Inverter | Growatt SET MID 25KTL3 XH, 50kWh | 209029 | 25 |  |  | 12382.75 |  |  |  | 0 | 0 | 0 | 0 | 0 | 0 | 0 | 0% | 0 | Growatt SET MID 25KTL3 XH, 50kWh | https://solsol.cz/en/plu/209029 | MID 25KTL3-XH, 10x APX 5.0P-B1, 2x APX 98034-P2 BMS, 4x APX 5.0P Battery Base, 2x APX 5.0P Paraller cable, TPM-E, WIFI-X
Residential Inverters/Batteries | Growatt | Set Hybrid Inverter | Growatt SET MID 2x 25KTL3 XH, 100kWh | 209034 | 50 |  |  | 25122.6 |  |  |  | 0 | 0 | 0 | 0 | 0 | 0 | 0 | 0% | 0 | Growatt SET MID 2x 25KTL3 XH, 100kWh | https://solsol.cz/en/plu/209034 | MID 2x 25KTL3-XH, 20x APX 5.0P-B1, 4x APX 98034-P2 BMS, 8x APX 5.0P Battery Base, 4x APX 5.0P Paraller cable, APX Cascading Communication Cable, 2x WIFI-X, 1x ShineMaster-X, 1x TPM-CT-E-EU (250/5A)
Residential Inverters/Batteries | Growatt | Battery | Growatt APX 5.0P-B1 battery | 309052 | 5 |  |  | 1001.52 |  |  |  | 198 | 0 | 0 | 0 | 0 | 10 | 0 | 0% | 0 | Growatt APX 5.0P-B1 battery | https://solsol.cz/en/plu/309052 | Battery HV
Residential Inverters/Batteries | Growatt | BMS | Growatt APX 5.0P BMS (98034-P2) | 309003 | 0 |  |  | 280.5 |  |  |  | 33 | 0 | 0 | 0 | 0 | 10 | 0 | 0% | 0 | Growatt APX 5.0P BMS (98034-P2) | https://solsol.cz/en/plu/309003 | BMS
Residential Inverters/Batteries | Growatt | BMS | Growatt APX 5.0P BMS (98034-P2) with BASE | 309007 | 0 |  |  | 302.5 |  |  |  | 267 | 0 | 0 | 0 | 0 | 10 | 0 | 0% | 0 | Growatt APX 5.0P BMS (98034-P2) with BASE | https://solsol.cz/en/plu/309007 | BMS+BASE
Residential Inverters/Batteries | Growatt | BMS | Growatt APX 5.0P BMS (98020-P1) | 309006 | 0 |  |  | 198 |  |  |  | 55 | 0 | 0 | 0 | 0 | 10 | 0 | 0% | 0 | Growatt APX 5.0P BMS (98020-P1) | https://solsol.cz/en/plu/309006 | BMS
Residential Inverters/Batteries | Growatt | Battery | Growatt APX 5.0P Battery Base | 509014 | 0 |  |  | 33 |  |  |  | 150 | 0 | 0 | 0 | 0 | 2 | 0 | 0% | 0 | Growatt APX 5.0P Battery Base | https://solsol.cz/en/plu/509014 | Battery HV
Residential Inverters/Batteries | Growatt | Battery | Growatt APX 5.0P Paraller cable | 509035 | 0 |  |  | 48.4 |  |  |  | 175 | 0 | 0 | 0 | 0 | 2 | 0 | 0% | 0 | Growatt APX 5.0P Paraller cable | https://solsol.cz/en/plu/509035 | Battery HV
Residential Inverters/Batteries | Growatt | Battery | Growatt APX Cascading Communication Cable | 509036 | 0 |  |  | 18.7 |  |  |  | 101 | 0 | 0 | 0 | 0 | 2 | 0 | 0% | 0 | Growatt APX Cascading Communication Cable | https://solsol.cz/en/plu/509036 | Battery HV
Commercial Inverters/Batteries | Growatt | Accessories | Growatt APX14.3P-B1 Battery cable / Extended 4,5m | 509027 | 0 |  |  | 173.8 |  |  |  | 28 | 0 | 0 | 0 | 0 | 0 | 0 | 0% | 0 | Growatt APX14.3P-B1 Battery cable / Extended 4,5m | https://solsol.cz/en/plu/509027 | Accessories
Commercial Inverters/Batteries | Growatt | Accessories | Growatt SYN-100-XH-30 | 509102 | 0 |  |  | 311.3 |  |  |  | 107 | 0 | 0 | 0 | 0 | 2 | 0 | 0% | 0 | Growatt SYN-100-XH-30 | https://solsol.cz/en/plu/509102 | Backup box for MID 15-30KTL3-XH
Commercial Inverters/Batteries | Growatt | Hybrid Inverter | Growatt WIT 30K-XHU | 209300 | 0 |  |  | 2806 |  |  |  | 5 | 0 | 0 | 0 | 0 | 10 | 0 | 0% | 0 | Growatt WIT 30K-XHU | https://solsol.cz/en/plu/509102 | Commercial hybrid inverters
Commercial Inverters/Batteries | Growatt | Hybrid Inverter | Growatt WIT 40K-XHU | 209401 | 0 |  |  | 2960.1 |  |  |  | 5 | 0 | 0 | 0 | 0 | 10 | 0 | 0% | 0 | Growatt WIT 40K-XHU | https://solsol.cz/en/plu/509102 | Commercial hybrid inverters
Commercial Inverters/Batteries | Growatt | Hybrid Inverter | Growatt WIT 50K-XHU | 209505 | 0 |  |  | 3113.05 |  |  |  | 0 | 0 | 0 | 0 | 0 | 10 | 0 | 0% | 0 | Growatt WIT 50K-XHU | https://solsol.cz/en/plu/509505 | Commercial hybrid inverters
Commercial Inverters/Batteries | Growatt | Hybrid Inverter | Growatt WIT 50K-HU | 209504 | 50 |  |  | 6000 |  |  |  | 15 | 0 | 0 | 0 | 0 | 10 | 0 | 0% | 0 | Growatt WIT 50K-HU | https://solsol.cz/en/plu/209504 | Commercial hybrid inverters
Commercial Inverters/Batteries | Growatt | Hybrid Inverter | Growatt WIT 75K-HU | 209751 | 75 |  |  | 6986.25 |  |  |  | 6 | 0 | 0 | 0 | 0 | 10 | 0 | 0% | 0 | Growatt WIT 75K-HU | https://solsol.cz/en/plu/209751 | Commercial hybrid inverters
Commercial Inverters/Batteries | Growatt | Hybrid Inverter | Growatt WIT 100K-HU | 209016 | 100 |  |  | 7368 |  |  |  | 12 | 0 | 0 | 0 | 0 | 10 | 0 | 0% | 0 | Growatt WIT 100K-HU | https://solsol.cz/en/plu/209016 | Commercial hybrid inverters
Commercial Inverters/Batteries | Growatt | Set Hybrid Inverter | Growatt SET WIT 30K-XHU, 60kWh battery | 209043 | 30 |  |  | 11887.46 |  |  |  | 0 | 0 | 0 | 0 | 0 | 10 | 0 | 0% | 0 | Growatt SET WIT 30K-XHU, 60kWh battery | https://solsol.cz/en/plu/209043 | Commercial hybrid inverters
Commercial Inverters/Batteries | Growatt | Set Hybrid Inverter | Growatt SET WIT 40K-XHU, 80kWh battery | 209044 | 40 |  |  | 15491.16 |  |  |  | 0 | 0 | 0 | 0 | 0 | 10 | 0 | 0% | 0 | Growatt SET WIT 40K-XHU, 80kWh battery | https://solsol.cz/en/plu/209044 | Commercial hybrid inverters
Commercial Inverters/Batteries | Growatt | Set Hybrid Inverter | Growatt SET WIT 50K-XHU, 100kWh battery | 209045 | 50 |  |  | 18332.11 |  |  |  | 0 | 0 | 0 | 0 | 0 | 10 | 0 | 0% | 0 | Growatt SET WIT 50K-XHU, 100kWh battery | https://solsol.cz/en/plu/209045 | Commercial hybrid inverters
Commercial Inverters/Batteries | Growatt | Set Hybrid Inverter | Growatt SET WIT 50K-HU, 71,7kWh battery | 209026 | 50 |  |  | 20920.3 |  |  |  | 0 | 0 | 0 | 0 | 0 | 10 | 0 | 0% | 0 | Growatt SET WIT 50K-HU, 71,7kWh battery | https://solsol.cz/en/plu/209026 | WIT 50KTL3-HU, 5x APX 14.3P-B1, 1x 100083-P1-EU, 1x APX 14.3P-B1 Battery Base, APX14.3P-B1 Battery cable, 1x TPM-CT-E-EU (600/5A)
Commercial Inverters/Batteries | Growatt | Set Hybrid Inverter | Growatt SET WIT 50K-HU, 100,3kWh battery | 209041 | 50 |  |  | 26342.2 |  |  |  | 0 | 0 | 0 | 0 | 0 | 10 | 0 | 0% | 0 | Growatt SET WIT 50K-HU, 100,3kWh battery | https://solsol.cz/en/plu/209041 | WIT 50KTL3-HU, 7x APX 14.3P-B1, 1x 100083-P1-EU, 2x APX 14.3P-B1 Battery Base, APX14.3P-B1 Battery cable, 1x APX14.3P-B1 Series cable, 1x TPM-CT-E-EU (600/5A), 1x Growatt ShineWiLan-X2
Commercial Inverters/Batteries | Growatt | Set Hybrid Inverter | Growatt SET WIT 75K-HU, 71,7kWh battery | 209025 | 75 |  |  | 21948.35 |  |  |  | 0 | 0 | 0 | 0 | 0 | 10 | 0 | 0% | 0 | Growatt SET WIT 75K-HU, 71,7kWh battery | https://solsol.cz/en/plu/209025 | WIT 75KTL3-HU, 5x APX 14.3P-B1, 1x 100083-P1-EU, 1x APX 14.3P-B1 Battery Base, APX14.3P-B1 Battery cable, 1x TPM-CT-E-EU (600/5A)
Commercial Inverters/Batteries | Growatt | Set Hybrid Inverter | Growatt SET WIT 100K-HU, 128,7kWh battery | 209024 | 100 |  |  | 32632.7 |  |  |  | 0 | 0 | 0 | 0 | 0 | 10 | 0 | 0% | 0 | Growatt SET WIT 100K-HU, 128,7kWh battery | https://solsol.cz/en/plu/209024 | WIT 100KTL3-HU, 9x APX 14.3P-B1, 1x APX 1000140-C1, 2x APX 14.3P-B1 Battery Base, APX14.3P-B1 Battery cable, 1x APX14.3P-B1 Series cable, 1x TPM-CT-E-EU (600/5A)
Commercial Inverters/Batteries | Growatt | Battery | Growatt APX 14.3P-B1 | 309141 | 15 |  |  | 2568.5 |  |  |  | 91 | 0 | 0 | 0 | 0 | 10 | 0 | 0% | 0 | Growatt APX 14.3P-B1 | https://solsol.cz/en/plu/309141 | Battery HV
Commercial Inverters/Batteries | Growatt | BMS | Growatt APX 14.3P BMS (HVC100140-C1) 129-200kWh | 309004 | 0 |  |  | 1233.1 |  |  |  | 15 | 0 | 0 | 0 | 0 | 10 | 0 | 0% | 0 | Growatt APX 14.3P BMS (HVC100140-C1) 129-200kWh | https://solsol.cz/en/plu/309004 | BMS
Commercial Inverters/Batteries | Growatt | BMS | Growatt APX 14.3P BMS (100083-P1-EU) 71-114kWh | 309005 | 0 |  |  | 1489.4 |  |  |  | 10 | 0 | 0 | 0 | 0 | 10 | 0 | 0% | 0 | Growatt APX 14.3P BMS (100083-P1-EU) 71-114kWh | https://solsol.cz/en/plu/309005 | BMS
Commercial Inverters/Batteries | Growatt | Battery | Growatt APX14.3P-B1 Battery cable | 509025 | 0 |  |  | 179.3 |  |  |  | 16 | 0 | 0 | 0 | 0 | 2 | 0 | 0% | 0 | Growatt APX14.3P-B1 Battery cable | https://solsol.cz/en/plu/509025 | Battery HV
Commercial Inverters/Batteries | Growatt | Battery | Growatt APX 14.3P-B1 Battery Base | 509016 | 0 |  |  | 192.5 |  |  |  | 32 | 0 | 0 | 0 | 0 | 2 | 0 | 0% | 0 | Growatt APX 14.3P-B1 Battery Base | https://solsol.cz/en/plu/509016 | Battery HV
Residential Inverters/Batteries | Growatt | Battery | Growatt APX14.3P-B1 Series cable | 509026 | 0 |  |  | 92.4 |  |  |  | 27 | 0 | 0 | 0 | 0 | 2 | 0 | 0% | 0 | Growatt APX14.3P-B1 Series cable | https://solsol.cz/en/plu/509026 | Battery HV
Commercial Inverters/Batteries | Growatt | Battery | Growatt AXE 5.0H-E1 EU | 309055 | 0 |  |  | 666.4 |  |  |  | 140 | 0 | 0 | 0 | 0 | 10 | 0 | 0% | 0 | Growatt AXE 5.0H-E1 EU | https://solsol.cz/en/plu/509055 | Battery system HV
Commercial Inverters/Batteries | Growatt | Battery | Growatt AXE 1000100-C1 EU BMS | 309008 | 0 |  |  | 588 |  |  |  | 12 | 0 | 0 | 0 | 0 | 10 | 0 | 0% | 0 | Growatt AXE 1000100-C1 EU BMS | https://solsol.cz/en/plu/509008 | BMS Battery system HV
Commercial Inverters/Batteries | Growatt | Accessories | Growatt AXE 60.0H-1HT-S1 outdoor cabinet | 509083 | 0 |  |  | 10752 |  |  |  | 0 | 0 | 0 | 0 | 0 | 5 | 0 | 0% | 0 | Growatt AXE 60.0H-1HT-S1 outdoor cabinet | https://solsol.cz/en/plu/509082 | Outdoor cabinet for AXE battery
Commercial Inverters/Batteries | Growatt | Accessories | Growatt WIT-XHU Battery Terminal Junction Box | 509122 | 0 |  |  | 120.96 |  |  |  | 8 | 0 | 0 | 0 | 0 | 1 | 0 | 0% | 0 | Growatt WIT-XHU Battery Terminal Junction Box | https://solsol.cz/en/plu/509122 | Junction Box
Commercial Inverters/Batteries | Growatt | Accessories | Growatt AXE 40H-E1 EU RACK | 509092 | 0 |  |  | 207.2 |  |  |  | 6 | 0 | 0 | 0 | 0 | 1 | 0 | 0% | 0 | Growatt AXE 40H-E1 EU RACK | https://solsol.cz/en/plu/509092 | Accessories for commercial battery
Commercial Inverters/Batteries | Growatt | Accessories | Growatt AXE 60H-E1 EU RACK | 509112 | 0 |  |  | 218.4 |  |  |  | 12 | 0 | 0 | 0 | 0 | 1 | 0 | 0% | 0 | Growatt AXE 60H-E1 EU RACK | https://solsol.cz/en/plu/509112 | Accessories for commercial battery
Commercial Inverters/Batteries | Growatt | Consumption monitoring | Growatt SEM -E (Smart Energy Manager) 50kW | 509050 | 0 |  |  | 330 |  |  |  | 15 | 0 | 0 | 0 | 0 | 2 | 0 | 0% | 0 | Growatt SEM -E (Smart Energy Manager) 50kW | https://solsol.cz/en/plu/509050 | Smart Energy Manager - 50 kW
Commercial Inverters/Batteries | Growatt | Consumption monitoring | Growatt SEM (Smart Energy Manager) 100kW | 509030 | 0 |  |  | 440 |  |  |  | 12 | 0 | 0 | 0 | 0 | 2 | 0 | 0% | 0 | Growatt SEM (Smart Energy Manager) 100kW | https://solsol.cz/en/plu/509030 | Smart Energy Manager - 100 kW
Commercial Inverters/Batteries | Growatt | Consumption monitoring | Growatt SEM -E (Smart Energy Manager) 100kW | 509080 | 0 |  |  | 440 |  |  |  | 3 | 0 | 0 | 0 | 0 | 2 | 0 | 0% | 0 | Growatt SEM -E (Smart Energy Manager) 100kW | https://solsol.cz/en/plu/509080 | Smart Energy Manager - 100 kW
Commercial Inverters/Batteries | Growatt | Consumption monitoring | Growatt SEM (Smart Energy Manager) 300kW | 509060 | 0 |  |  | 550 |  |  |  | 2 | 0 | 0 | 0 | 0 | 2 | 0 | 0% | 0 | Growatt SEM (Smart Energy Manager) 300kW | https://solsol.cz/en/plu/509060 | Smart Energy Manager - 300 kW
Commercial Inverters/Batteries | Growatt | Consumption monitoring | Growatt SEM-XA-RM-EU new version | 509149 | 0 |  |  | 378.4 |  |  |  | 37 | 0 | 0 | 0 | 0 | 2 | 0 | 0% | 0 | Growatt SEM-XA-RM-EU new version | https://solsol.cz/en/plu/509149 | Smart Energy Manager
Commercial Inverters/Batteries | Growatt | Consumption monitoring | Growatt SET SEM-X 100kW, pouze monitoring | 509100 | 0 |  |  | 433.4 |  |  |  | 0 | 0 | 0 | 0 | 0 | 2 | 0 | 0% | 0 | Growatt SET SEM-X 100kW, pouze monitoring | https://solsol.cz/en/plu/509100 | ShineMaster-X, TPM-CT-G(250A) (100KW)
Commercial Inverters/Batteries | Growatt | Consumption monitoring | Growatt SET SEM-X 100kW, paralerní zapojení | 509160 | 0 |  |  | 526.9 |  |  |  | 0 | 0 | 0 | 0 | 0 | 2 | 0 | 0% | 0 | Growatt SET SEM-X 100kW, paralerní zapojení | https://solsol.cz/en/plu/509160 | ShineMaster-X, Growatt TPM-CT-E-EU (250/5A) (100KW)
Commercial Inverters/Batteries | Growatt | Consumption monitoring | Growatt SET SEM-X 100kW, paralerní zapojení, SEM-X box verze | 509170 | 0 |  |  | 464.2 |  |  |  | 0 | 0 | 0 | 0 | 0 | 2 | 0 | 0% | 0 | Growatt SET SEM-X 100kW, paralerní zapojení, SEM-X box verze | https://solsol.cz/en/plu/509170 | SEM-XA-RM-EU, Growatt TPM-CT-E-EU (250/5A) (100KW)
Commercial Inverters/Batteries | Growatt | Consumption monitoring | Growatt SET SEM-X 300kW | 509110 | 0 |  |  | 497.2 |  |  |  | 0 | 0 | 0 | 0 | 0 | 2 | 0 | 0% | 0 | Growatt SET SEM-X 300kW | https://solsol.cz/en/plu/509110 | SEM-XA-RM-EU, ACREL600A/5A CT 3-in-1 (300KW)
Commercial Inverters/Batteries | Growatt | Consumption monitoring | Growatt SET SEM-X 600kW | 509120 | 0 |  |  | 548.9 |  |  |  | 0 | 0 | 0 | 0 | 0 | 2 | 0 | 0% | 0 | Growatt SET SEM-X 600kW | https://solsol.cz/en/plu/509120 | SEM-XA-RM-EU, ACREL1200A/5A CT 3-in-1 (600KW)
Commercial Inverters/Batteries | Growatt | Consumption monitoring | Growatt SET SEM-X 1MW | 509130 | 0 |  |  | 548.9 |  |  |  | 0 | 0 | 0 | 0 | 0 | 2 | 0 | 0% | 0 | Growatt SET SEM-X 1MW | https://solsol.cz/en/plu/509130 | Smart Energy Manager
Residential Inverters/Batteries | Growatt | Charger | Growatt THOR 07AS-P-V1 | 709072 | 7 |  |  | 368.55 |  |  |  | 51 | 0 | 0 | 0 | 0 | 3 | 0 | 0% | 0 | Growatt THOR 07AS-P-V1 | https://solsol.cz/en/plu/709072 | AC EV charger - WIFI,RFID*1 Card,5m Cable)
Residential Inverters/Batteries | Growatt | Charger | Growatt THOR 11AS-P-V1 | 709113 | 11 |  |  | 396 |  |  |  | 45 | 0 | 0 | 0 | 0 | 3 | 0 | 0% | 0 | Growatt THOR 11AS-P-V1 | https://solsol.cz/en/plu/709113 | AC V charger - (WIFI,LCD,RFID*1 Card,5m Cable)
Residential Inverters/Batteries | Growatt | Charger | Growatt THOR 11AS-S | 709112 | 11 |  |  | 520.8 |  |  |  | 0 | 0 | 0 | 0 | 0 | 3 | 0 | 0% | 0 | Growatt THOR 11AS-S | https://solsol.cz/en/plu/709112 | AC EV charger - (WIFI,LCD,RFID*1 Card,5m Socket)
Residential Inverters/Batteries | Growatt | Charger | Growatt THOR 11AS-P | 709111 | 11 |  |  | 401.7 |  |  |  | 6 | 0 | 0 | 0 | 0 | 0 | 0 | 0% | 0 | Growatt THOR 11AS-P | https://solsol.cz/en/plu/709111 | AC EV charger - (WIFI,LCD,RFID*1 Card,5m Socket)
Residential Inverters/Batteries | Growatt | Charger | Growatt THOR 22AS-P | 709221 | 22 |  |  | 562.1 |  |  |  | 12 | 0 | 0 | 0 | 0 | 3 | 0 | 0% | 0 | Growatt THOR 22AS-P | https://solsol.cz/en/plu/709221 | AC EV charger - (WIFI,LCD,RFID*1 Card,5m Cable)
Residential Inverters/Batteries | Growatt | Battery | Growatt THOR 22AS-P-V1 | 709224 | 0 |  |  | 536.8 |  |  |  | 21 | 0 | 0 | 0 | 0 | 3 | 0 | 0% | 0 | Growatt THOR 22AS-P-V1 | https://solsol.cz/en/plu/709224 | Charger
Commercial Inverters/Batteries | Growatt | Charger | Growatt THOR 40DS-P (Wifi) | 709401 | 40 |  |  | 4424.2 |  |  |  | 11 | 0 | 0 | 0 | 0 | 3 | 0 | 0% | 0 | Growatt THOR 40DS-P (Wifi) | https://solsol.cz/en/plu/709401 | DC EV charger - (WIFI,LCD,RFID*1 Card,5m Socket)
Residential Inverters/Batteries | Growatt | Portable panel | Growatt RFID Card | 509040 | 0 |  |  | 14.5 |  |  |  | 110 | 0 | 0 | 0 | 0 | 1 | 0 | 0% | 0 | Growatt RFID Card | https://solsol.cz/en/plu/509040 | Card for THOR chargers
Residential Inverters/Batteries | Growatt | Portable panel | FV panel Growatt portable 100W | 109100 | 100 |  |  | 120 |  |  |  | 17 | 0 | 0 | 0 | 0 | 2 | 0 | 0% | 0 | FV panel Growatt portable 100W | https://solsol.cz/en/plu/109100 | Solar pannel
Panel | Growatt | PERC | FV panel Growatt portable 200W | 109200 | 200 |  |  | 239 |  |  |  | 5 | 0 | 0 | 0 | 0 | 2 | 0 | 0% | 0 | FV panel Growatt portable 200W | https://solsol.cz/en/plu/109200 | Solar pannel
Residential Inverters/Batteries | Growatt | Battery | Growatt INFINITY 2000 PRO | 309022 | 0 |  |  | 504.9 |  |  |  | 43 | 0 | 0 | 0 | 0 | 3 | 0 | 0% | 0 | Growatt INFINITY 2000 PRO | https://solsol.cz/en/plu/309010 | Portable power station
Residential Inverters/Batteries | Growatt | Battery | Growatt Noah 2000 | 309020 | 0 |  |  | 427.13 |  |  |  | 197 | 0 | 0 | 0 | 0 | 10 | 0 | 0% | 0 | Growatt Noah 2000 | https://solsol.cz/en/plu/309020 | Battery for balkony inverter NEO
Residential Inverters/Batteries | Growatt | Battery | Growatt NEXA 2000 | 309024 | 0 |  |  | 668.8 |  |  |  | 8 | 0 | 0 | 0 | 0 | 0 | 0 | 0% | 0 | Growatt NEXA 2000 | https://solsol.cz/en/plu/309024 | Battery
Residential Inverters/Batteries | Growatt | Accessories | Growatt Groboost | 509010 | 0 |  |  | 217.5 |  |  |  | 92 | 0 | 0 | 0 | 0 | 2 | 0 | 0% | 0 | Growatt Groboost | https://solsol.cz/en/plu/509010 | Groboost
Commercial Inverters/Batteries | Growatt | Accessories | Growatt Shinemaster | 509081 | 0 |  |  | 220 |  |  |  | 4 | 0 | 0 | 0 | 0 | 2 | 0 | 0% | 0 | Growatt Shinemaster | https://solsol.cz/en/plu/509081 | Dataloger for multi-device system
Commercial Inverters/Batteries | Growatt | Accessories | Growatt ShineMaster-X | 509211 | 0 |  |  | 335.5 |  |  |  | 4 | 0 | 0 | 0 | 0 | 2 | 0 | 0% | 0 | Growatt ShineMaster-X | https://solsol.cz/en/plu/509211 | Dataloger for multi-device system
Residential Inverters/Batteries | Growatt | Accessories | Growatt Shine Link-X | 509071 | 0 |  |  | 13.5 |  |  |  | 306 | 0 | 0 | 0 | 0 | 2 | 0 | 0% | 0 | Growatt Shine Link-X | https://solsol.cz/en/plu/509071 | Shine Link-X
Residential Inverters/Batteries | Growatt | Accessories | Growatt Shine Wifi-X | 509011 | 0 |  |  | 15.75 |  |  |  | 247 | 0 | 0 | 0 | 0 | 2 | 0 | 0% | 0 | Growatt Shine Wifi-X | https://solsol.cz/en/plu/509011 | Accesories
Residential Inverters/Batteries | Growatt | Accessories | Growatt Shine Wifi-F | 509131 | 0 |  |  | 19.2 |  |  |  | 5 | 0 | 0 | 0 | 0 | 2 | 0 | 0% | 0 | Growatt Shine Wifi-F | https://solsol.cz/en/plu/509131 | Accesories
Residential Inverters/Batteries | Growatt | Accessories | Growatt USB-Wifi | 509041 | 0 |  |  | 30.89 |  |  |  | 74 | 0 | 0 | 0 | 0 | 2 | 0 | 0% | 0 | Growatt USB-Wifi | https://solsol.cz/en/plu/509041 | Accesories
Residential Inverters/Batteries | Growatt | Accessories | Growatt Shine Lan-X | 509021 | 0 |  |  | 14.5 |  |  |  | 169 | 0 | 0 | 0 | 0 | 2 | 0 | 0% | 0 | Growatt Shine Lan-X | https://solsol.cz/en/plu/509021 | Accesories
Residential Inverters/Batteries | Growatt | Accessories | Growatt Shine4G-X | 509151 | 0 |  |  | 50.4 |  |  |  | 8 | 0 | 0 | 0 | 0 | 2 | 0 | 0% | 0 | Growatt Shine4G-X | https://solsol.cz/en/plu/509151 | Accesories
Residential Inverters/Batteries | Growatt | Accessories | Growatt ShineWiLan-X2 | 509161 | 0 |  |  | 25.2 |  |  |  | 392 | 0 | 0 | 0 | 0 | 2 | 0 | 0% | 0 | Growatt ShineWiLan-X2 | https://solsol.cz/en/plu/509161 | Accesories
Residential Inverters/Batteries | Growatt | Accessories | Growatt SET Groboost + ShineLinkX | 509150 | 0 |  |  | 231 |  |  |  | 0 | 0 | 0 | 0 | 0 | 2 | 0 | 0% | 0 | Growatt SET Groboost + ShineLinkX | https://solsol.cz/en/plu/509150 | 1pcs Groboost, 1 pcs ShineLinkX
Residential Inverters/Batteries | Growatt | Accessories | Growatt AC MOUNT POLE | 509601 | 0 |  |  | 57.5 |  |  |  | 110 | 0 | 0 | 0 | 0 | 2 | 0 | 0% | 0 | Growatt AC MOUNT POLE | https://solsol.cz/en/plu/509601 | Mount pole for Thor AC EV chargers
Residential Inverters/Batteries | Growatt | Accessories | Growatt power cord for NEO (EU 5m) | 509037 | 0 |  |  | 5.5 |  |  |  | 25 | 0 | 0 | 0 | 0 | 1 | 0 | 0% | 0 | Growatt power cord for NEO (EU 5m) | https://solsol.cz/en/plu/509037 | Power cord for NEO 800M-X
Residential Inverters/Batteries | Growatt | Single Phase Meter | Growatt SPM-E | 509051 | 0 |  |  | 88 |  |  |  | 14 | 0 | 0 | 0 | 0 | 2 | 0 | 0% | 0 | Growatt SPM-E | https://solsol.cz/en/plu/509051 | Energy meter - Single Phase
Residential Inverters/Batteries | Growatt | Three-phase meter | Growatt SPM-C | 509201 | 0 |  |  | 88 |  |  |  | 69 | 0 | 0 | 0 | 0 | 2 | 0 | 0% | 0 | Growatt SPM-C | https://solsol.cz/en/plu/509201 | Energy meter - Single Phase
Residential Inverters/Batteries | Growatt | Three-phase meter | Growatt TPM-C Three Phase Meter CHNT | 509031 | 0 |  |  | 121 |  |  |  | 264 | 0 | 0 | 0 | 0 | 2 | 0 | 0% | 0 | Growatt TPM-C Three Phase Meter CHNT | https://solsol.cz/en/plu/509031 | Energy meter Eastron- Three Phase
Residential Inverters/Batteries | Growatt | Three-phase meter | Growatt TPM-E Three Phase Meter ETN | 509121 | 0 |  |  | 121 |  |  |  | 13 | 0 | 0 | 0 | 0 | 2 | 0 | 0% | 0 | Growatt TPM-E Three Phase Meter ETN | https://solsol.cz/en/plu/509121 | Energy meter Chint - Three Phase
Residential Inverters/Batteries | Growatt | Three-phase meter | Growatt SDM 630 | 509152 | 0 |  |  | 71.5 |  |  |  | 20 | 0 | 0 | 0 | 0 | 2 | 0 | 0% | 0 | Growatt SDM 630 | https://solsol.cz/en/plu/509152 | Energy meter for WIT, without CT
Residential Inverters/Batteries | Growatt | Three-phase meter | Growatt SPM-CT-E | 509191 | 0 |  |  | 110 |  |  |  | 37 | 0 | 0 | 0 | 0 | 2 | 0 | 0% | 0 | Growatt SPM-CT-E | https://solsol.cz/en/plu/509191 | Energy meter with 1x100A CT
Residential Inverters/Batteries | Growatt | Three-phase meter | Growatt TPM-CT-E(100A) | 509111 | 0 |  |  | 170.5 |  |  |  | 13 | 0 | 0 | 0 | 0 | 2 | 0 | 0% | 0 | Growatt TPM-CT-E(100A) | https://solsol.cz/en/plu/509111 | Energy meter with 3x100A CT
Residential Inverters/Batteries | Growatt | Three-phase meter | Growatt TPM-CT-E(250A) | 509091 | 0 |  |  | 225.5 |  |  |  | 33 | 0 | 0 | 0 | 0 | 2 | 0 | 0% | 0 | Growatt TPM-CT-E(250A) | https://solsol.cz/en/plu/509091 | Energy meter with 3x250A CT
Residential Inverters/Batteries | Growatt | Three-phase meter | Growatt TPM-CT-G(250A) (100KW) | 509144 | 0 |  |  | 97.9 |  |  |  | 3 | 0 | 0 | 0 | 0 | 2 | 0 | 0% | 0 | Growatt TPM-CT-G(250A) (100KW) | https://solsol.cz/en/plu/509144 | Energy meter for SEM-X 100KW
Commercial Inverters/Batteries | Growatt | Three-phase meter | Growatt TPM-CT-E-EU (250/5A) | 509141 | 0 |  |  | 191.4 |  |  |  | 1 | 0 | 0 | 0 | 0 | 2 | 0 | 0% | 0 | Growatt TPM-CT-E-EU (250/5A) | https://solsol.cz/en/plu/509141 | Energy meter for WIT inverters
Commercial Inverters/Batteries | Growatt | Three-phase meter | Growatt TPM-CT-E-EU (600/5A) | 509142 | 0 |  |  | 233.2 |  |  |  | 9 | 0 | 0 | 0 | 0 | 2 | 0 | 0% | 0 | Growatt TPM-CT-E-EU (600/5A) | https://solsol.cz/en/plu/509142 | Energy meter for WIT inverters
Commercial Inverters/Batteries | Growatt | Three-phase meter | Growatt ACREL250A/5A CT 3-in-1 (100KW) | 509147 | 0 |  |  | 85.8 |  |  |  | 32 | 0 | 0 | 0 | 0 | 2 | 0 | 0% | 0 | Growatt ACREL250A/5A CT 3-in-1 (100KW) | https://solsol.cz/en/plu/509147 | CT for SEM-X
Commercial Inverters/Batteries | Growatt | Three-phase meter | Growatt ACREL600A/5A CT 3-in-1 (300KW) | 509145 | 0 |  |  | 118.8 |  |  |  | 46 | 0 | 0 | 0 | 0 | 2 | 0 | 0% | 0 | Growatt ACREL600A/5A CT 3-in-1 (300KW) | https://solsol.cz/en/plu/509145 | CT for SEM-X
Commercial Inverters/Batteries | Growatt | Three-phase meter | Growatt ACREL1200A/5A CT 3-in-1 (600KW) | 509146 | 0 |  |  | 170.5 |  |  |  | 47 | 0 | 0 | 0 | 0 | 2 | 0 | 0% | 0 | Growatt ACREL1200A/5A CT 3-in-1 (600KW) | https://solsol.cz/en/plu/509146 | CT for SEM-X
Commercial Inverters/Batteries | Growatt | Three-phase meter | Growatt ACREL 2000A/5A CT 3-in-1 (1MW) | 509148 | 0 |  |  | 278.3 |  |  |  | 35 | 0 | 0 | 0 | 0 | 2 | 0 | 0% | 0 | Growatt ACREL 2000A/5A CT 3-in-1 (1MW) | https://solsol.cz/en/plu/509148 | CT for SEM-X
Residential Inverters/Batteries | Tigo | Optimizer | Tigo TS4-A-O (700W/15A,MC4) | 417021 | 0 |  |  | 27.16 |  |  |  | -2340 | 0 | 0 | 0 | 0 | 25 | 0 | 0% | 0 | Tigo TS4-A-O (700W/15A,MC4) | https://solsol.cz/en/plu/417021 | 15A, 700W, 1500V-IEC, 0.12/1.2M Cable, MC4/EVO2 Comparable
Residential Inverters/Batteries | Tigo | Optimizer | Tigo TS4-A-O (700W/20A Isc, MC4) | 417141 | 0 |  |  | 27.16 |  |  |  | 12000 | 0 | 0 | 0 | 0 | 25 | 0 | 0% | 0 | Tigo TS4-A-O (700W/20A Isc, MC4) | https://solsol.cz/en/plu/417141 | 20A(Isc), 700W, 1000VIEC, 0.12/1.2M Cable, MC4
Residential Inverters/Batteries | Tigo | Optimizer | Tigo TS4-A-S (700W/20A, Isc, MC4) | 417131 | 0 |  |  | 20.44 |  |  |  | 2158 | 0 | 0 | 0 | 0 | 25 | 0 | 0% | 0 | Tigo TS4-A-S (700W/20A, Isc, MC4) | https://solsol.cz/en/plu/417131 | optimizer
Residential Inverters/Batteries | Tigo | Optimizer | Tigo TS4-A-F (700W/20A (Isc), MC4) | 417101 | 0 |  |  | 18.64 |  |  |  | 4800 | 0 | 0 | 0 | 0 | 25 | 0 | 0% | 0 | Tigo TS4-A-F (700W/20A (Isc), MC4) | https://solsol.cz/en/plu/417101 | optimizer
Residential Inverters/Batteries | Tigo | Optimizer | Tigo TS4-A-2F (1000W/20A Isc, MC4) | 417121 | 0 |  |  | 30.89 |  |  |  | 5389 | 0 | 0 | 0 | 0 | 25 | 0 | 0% | 0 | Tigo TS4-A-2F (1000W/20A Isc, MC4) | https://solsol.cz/en/plu/417121 | 20A ISC, 1000W, 1000VUL/IEC, 0.12/0.2/2.2 M Cable, MC4
Residential Inverters/Batteries | Tigo | Optimizer | Tigo TS4-A-2F (1400W/25A(Isc),MC4) | 417111 | 0 |  |  | 32.54 |  |  |  | 3469 | 0 | 0 | 0 | 0 | 25 | 0 | 0% | 0 | Tigo TS4-A-2F (1400W/25A(Isc),MC4) | https://solsol.cz/en/plu/417011 | optimizer
Residential Inverters/Batteries | Tigo | Optimizer | Tigo TS4-X-O (800W/ 25A (Isc), MC4) | 417091 | 0 |  |  | 39.9 |  |  |  | 958 | 0 | 0 | 0 | 0 | 0 | 0 | 0% | 0 | Tigo TS4-X-O (800W/ 25A (Isc), MC4) | https://solsol.cz/en/plu/417091 | 25A (Isc), 800W, 1500V UL/1000VIEC, 0.6/1.2m Cable, MC4
Residential Inverters/Batteries | Tigo | Optimizer | Tigo CCA Kit + napájecí zdroj | 417002 | 0 |  |  | 130.99 |  |  |  | 537 | 0 | 0 | 0 | 0 | 5 | 0 | 0% | 0 | Tigo CCA Kit + napájecí zdroj | https://solsol.cz/en/plu/417002 | Data logger, TAP, DIN Rail, PS
Residential Inverters/Batteries | Tigo | Optimizer | Tigo Access Point (TAP) | 417012 | 0 |  |  | 33.02 |  |  |  | 588 | 0 | 0 | 0 | 0 | 5 | 0 | 0% | 0 | Tigo Access Point (TAP) | https://solsol.cz/en/plu/417012 | TAP
Residential Inverters/Batteries | Tigo | Optimizer | Tigo RSS-transmitter | 417042 | 0 |  |  | 36.65 |  |  |  | 1346 | 0 | 0 | 0 | 0 | 10 | 0 | 0% | 0 | Tigo RSS-transmitter | https://solsol.cz/en/plu/417042 | Dual Core, Pure Signal RSS Transmitter, Din Rail (no PS or enclosure)
Residential Inverters/Batteries | Tigo | Optimizer | Tigo RSS-transmitter, PS, outdoor kit | 417043 | 0 |  |  | 94.15 |  |  |  | 189 | 0 | 0 | 0 | 0 | 10 | 0 | 0% | 0 | Tigo RSS-transmitter, PS, outdoor kit | https://solsol.cz/en/plu/417043 | Dual Core, Pure Signal RSS Transmitter, Din Rail (no PS or enclosure)
Residential Inverters/Batteries | Tigo | Optimizer | Tigo RSS Signal Detector | 417044 | 0 |  |  | 212 |  |  |  | 13 | 0 | 0 | 0 | 0 | 5 | 0 | 0% | 0 | Tigo RSS Signal Detector | https://solsol.cz/en/plu/417044 | Signal detector
Commercial Inverters/Batteries | SolarEdge | Three-phase inverter | FV inverter SolarEdge SE10K-RW0TEBEN4 | 212106 | 10 |  |  | 871.6 |  |  |  | 49 | 0 | 0 | 0 | 0 | 12 | 0 | 0% | 0 | FV inverter SolarEdge SE10K-RW0TEBEN4 | https://solsol.cz/en/plu/212106 | Three Phase Inverter, 10.0kW, Inverters with SetApp configuration
Commercial Inverters/Batteries | SolarEdge | Three-phase inverter | FV inverter SolarEdge SE10K-RWB48BFN4 - Home Hub Inverter | 212107 | 10 |  |  | 1540.14 |  |  |  | -14 | 0 | 0 | 0 | 0 | 12 | 0 | 0% | 0 | FV inverter SolarEdge SE10K-RWB48BFN4 - Home Hub Inverter | https://solsol.cz/en/plu/212107 | SolarEdge Home Hub Inverter - Three Phase with Backup and SolarEdge Home Network, 10kW
Commercial Inverters/Batteries | SolarEdge | Three-phase inverter | FV inverter SolarEdge SE12.5-RW0T0BNN4 | 212121 | 12.5 |  |  | 904.86 |  |  |  | 23 | 0 | 0 | 0 | 0 | 12 | 0 | 0% | 0 | FV inverter SolarEdge SE12.5-RW0T0BNN4 | https://solsol.cz/en/plu/212121 | Three Phase Inverter, 12.0kW, Inverters with SetApp configuration
Commercial Inverters/Batteries | SolarEdge | Three-phase inverter | FV inverter SolarEdge SE16K - RW0T0BNN4 | 212161 | 16 |  |  | 925.61 |  |  |  | 43 | 0 | 0 | 0 | 0 | 12 | 0 | 0% | 0 | FV inverter SolarEdge SE16K - RW0T0BNN4 | https://solsol.cz/en/plu/212161 | Three Phase Inverter, 16.0kW, Inverters with SetApp configuration
Commercial Inverters/Batteries | SolarEdge | Three-phase inverter | FV inverter SolarEdge SE17K - RW0T0BNN4 | 212171 | 17 |  |  | 958.47 |  |  |  | 59 | 0 | 0 | 0 | 0 | 12 | 0 | 0% | 0 | FV inverter SolarEdge SE17K - RW0T0BNN4 | https://solsol.cz/en/plu/212171 | Three Phase Inverter, 17.0kW, Inverters with SetApp configuration
Commercial Inverters/Batteries | SolarEdge | Three-phase inverter | FV inverter SolarEdge - SE20K_RW00IBNM4 | 212201 | 20 |  |  | 1041.22 |  |  |  | 40 | 0 | 0 | 0 | 0 | 12 | 0 | 0% | 0 | FV inverter SolarEdge - SE20K_RW00IBNM4 | https://solsol.cz/en/plu/212201 | Three Phase Inverter, 20.0kW, Inverters with SetApp configuration
Commercial Inverters/Batteries | SolarEdge | Three-phase inverter | FV inverter SolarEdge SE25K-RW00IBNM4 | 212251 | 25 |  |  | 1069.13 |  |  |  | 22 | 0 | 0 | 0 | 0 | 12 | 0 | 0% | 0 | FV inverter SolarEdge SE25K-RW00IBNM4 | https://solsol.cz/en/plu/212251 | Three Phase Inverter, 25.0kW, Inverters with SetApp configuration
Commercial Inverters/Batteries | SolarEdge | Three-phase inverter | FV inverter SolarEdge SE30K-RW00IBNM4 | 212301 | 30 |  |  | 1144.7 |  |  |  | 65 | 0 | 0 | 0 | 0 | 12 | 0 | 0% | 0 | FV inverter SolarEdge SE30K-RW00IBNM4 | https://solsol.cz/en/plu/212301 | Three Phase Inverter, 30KVA, ROW, MC4, DC SPD
Commercial Inverters/Batteries | SolarEdge | Three-phase inverter | FV inverter SolarEdge SE33.3K-RW00IBNM4 | 212331 | 33.3 |  |  | 1189.63 |  |  |  | 35 | 0 | 0 | 0 | 0 | 12 | 0 | 0% | 0 | FV inverter SolarEdge SE33.3K-RW00IBNM4 | https://solsol.cz/en/plu/212331 | Three Phase Inverter, 33.3KVA, ROW, MC4, DC SPD
Commercial Inverters/Batteries | SolarEdge | Three-phase inverter | FV inverter SolarEdge SE50K-RW00IBNM4 | 212501 | 50 |  |  | 514.5 |  |  |  | 79 | 0 | 0 | 0 | 0 | 12 | 0 | 0% | 0 | FV inverter SolarEdge SE50K-RW00IBNM4 | https://solsol.cz/en/plu/212501 | Three Phase Inverter, 3-ph Synergy 50 kW, MC4, DC SPD; SESUK not included, need 2x SESUK
Commercial Inverters/Batteries | SolarEdge | Three-phase inverter | FV inverter SolarEdge SE50K-RW00IBPQ4 - DC switch | 212502 | 50 |  |  | 644.7 |  |  |  | 2 | 0 | 0 | 0 | 0 | 12 | 0 | 0% | 0 | FV inverter SolarEdge SE50K-RW00IBPQ4 - DC switch | https://solsol.cz/en/plu/212502 | Three-phase inverter
Commercial Inverters/Batteries | SolarEdge | Three-phase inverter | FV inverter SolarEdge SE66.6K-RW00IBNM4 | 212661 | 66.6 |  |  | 777.38 |  |  |  | 44 | 0 | 0 | 0 | 0 | 12 | 0 | 0% | 0 | FV inverter SolarEdge SE66.6K-RW00IBNM4 | https://solsol.cz/en/plu/212661 | Three Phase Inverter, 3-ph Synergy 66,6kW MC4, DC SPD; SESUK not included, need 2x SESUK
Commercial Inverters/Batteries | SolarEdge | Three-phase inverter | FV inverter SolarEdge SE90K-RW00IBNM4 | 212901 | 90 |  |  | 934.05 |  |  |  | 66 | 0 | 0 | 0 | 0 | 12 | 0 | 0% | 0 | FV inverter SolarEdge SE90K-RW00IBNM4 | https://solsol.cz/en/plu/212901 | Three Phase Inverter, 3-ph Synergy 90kW, MC4, DC SPD; SESUK not included, need 3x SESUK
Commercial Inverters/Batteries | SolarEdge | Three-phase inverter | FV inverter SolarEdge SE100K-RW00IBNM4 | 212102 | 100 |  |  | 976.56 |  |  |  | 82 | 0 | 0 | 0 | 0 | 12 | 0 | 0% | 0 | FV inverter SolarEdge SE100K-RW00IBNM4 | https://solsol.cz/en/plu/212102 | Three Phase Inverter, 3-ph Synergy 100kW, MC4, DC SPD; SESUK not included, need 3x SESUK
Commercial Inverters/Batteries | SolarEdge | Three-phase inverter | FV inverter SolarEdge SE100K-RW00IBNQ4 - DC switch | 212104 | 100 |  |  | 1074.84 |  |  |  | 0 | 0 | 0 | 0 | 0 | 12 | 0 | 0% | 0 | FV inverter SolarEdge SE100K-RW00IBNQ4 - DC switch | https://solsol.cz/en/plu/212104 | Three Phase Inverter, 3-ph Synergy, DC Switch, MC4, DC SPD; SESUK not included, need 3x SESUK
Commercial Inverters/Batteries | SolarEdge | Three-phase inverter | FV inverter SolarEdge SECONDARY UNIVERSAL - SESUK_RW00INNN4 | 212019 | 0 |  |  | 779.63 |  |  |  | 487 | 0 | 0 | 0 | 0 | 12 | 0 | 0% | 0 | FV inverter SolarEdge SECONDARY UNIVERSAL - SESUK_RW00INNN4 | https://solsol.cz/en/plu/212019 | The secondary unit for SolarEdge inverters
Commercial Inverters/Batteries | SolarEdge | Three-phase inverter | FV inverter SolarEdge SECONDARY UNIVERSAL - SESUK_RWROINNN4 | 212010 | 0 |  |  | 779.63 |  |  |  | 10 | 0 | 0 | 0 | 0 | 12 | 0 | 0% | 0 | FV inverter SolarEdge SECONDARY UNIVERSAL - SESUK_RWROINNN4 | https://solsol.cz/en/plu/212010 | The secondary unit for SolarEdge inverters
Commercial Inverters/Batteries | SolarEdge | Three-phase inverter | Solaredge CSS – OD battery inverter PCS050-RW-400V-A01-01 | 212503 | 0 |  |  | 3097.44 |  |  |  | 5 | 0 | 0 | 0 | 0 | 5 | 0 | 0% | 0 | Solaredge CSS – OD battery inverter PCS050-RW-400V-A01-01 | https://solsol.cz/en/plu/212503 | Solaredge CSS – OD battery , 50KW PCS Inverter
Commercial Inverters/Batteries | SolarEdge | Set Hybrid Inverter | SolarEdge SET Home Hub Inverter SE10K-RWB48BFN4, 9,2kWh | 212001 | 10 |  |  | 4719.54 |  |  |  | 0 | 0 | 0 | 0 | 0 | 10 | 0 | 0% | 0 | SolarEdge SET Home Hub Inverter SE10K-RWB48BFN4, 9,2kWh | https://solsol.cz/en/plu/212001 | 1x SE10K-RWB48BFN4 - Home Hub Inverter, 2x Home Battery 48V BAT-05K48M0B-02, 1x Top Cover IAC-RBAT-5KMTOP-01, 1x cable battery to battery IAC-RBAT-5KCBAT-01, 1x cable set battery to Inverter,1x floor stand IAC-RBAT-5KFSTD-01, 1x Meter MTR-240-3PC1-D-A-MW
Commercial Inverters/Batteries | SolarEdge | Set Hybrid Inverter | SolarEdge SET Home Hub Inverter SE10K-RWB48BFN4, 13,8kWh | 212002 | 10 |  |  | 6069.84 |  |  |  | 0 | 0 | 0 | 0 | 0 | 10 | 0 | 0% | 0 | SolarEdge SET Home Hub Inverter SE10K-RWB48BFN4, 13,8kWh | https://solsol.cz/en/plu/212002 | 1x SE10K-RWB48BFN4 - Home Hub Inverter, 3x Home Battery 48V BAT-05K48M0B-02, 1x Top Cover IAC-RBAT-5KMTOP-01, 2x cable battery to battery IAC-RBAT-5KCBAT-01, 1x cable set battery to Inverter, 1x floor stand IAC-RBAT-5KFSTD-01, 1x Meter MTR-240-3PC1-D-A-MW
Commercial Inverters/Batteries | SolarEdge | Set Hybrid Inverter | SolarEdge SET Home Hub Inverter SE10K-RWB48BFN4, 18,4kWh | 212003 | 10 |  |  | 7640.64 |  |  |  | 0 | 0 | 0 | 0 | 0 | 10 | 0 | 0% | 0 | SolarEdge SET Home Hub Inverter SE10K-RWB48BFN4, 18,4kWh | https://solsol.cz/en/plu/212003 | 1x SE10K-RWB48BFN4 - Home Hub Inverter, 4x Home Battery 48V BAT-05K48M0B-02, 2x Top Cover IAC-RBAT-5KMTOP-01, 2x cable battery to battery IAC-RBAT-5KCBAT-01, 1x cable set battery to Inverter, 2x floor stand IAC-RBAT-5KFSTD-01, 1x Meter MTR-240-3PC1-D-A-MW
Residential Inverters/Batteries | SolarEdge | Set Hybrid Inverter | Solaredge SET CSS – OD battery / inverter / acs | 212004 | 204.8 |  |  | 36599.04 |  |  |  | 0 | 0 | 0 | 0 | 0 | 10 | 0 | 0% | 0 | Solaredge SET CSS – OD battery / inverter / acs | https://solsol.cz/en/plu/212004 | Solaredge SET CSS, battery cabnet / inverter / acs /controler
Commercial Inverters/Batteries | SolarEdge | Three-phase inverter | SolarEdge SET SE50K-RW00IBNM4 + 2x SESUK_RW00INNN4 | 212007 | 50 |  |  | 2073.76 |  |  |  | 0 | 0 | 0 | 0 | 0 | 12 | 0 | 0% | 0 | SolarEdge SET SE50K-RW00IBNM4 + 2x SESUK_RW00INNN4 | https://solsol.cz/en/plu/212007 | Three-phase inverter
Commercial Inverters/Batteries | SolarEdge | Three-phase inverter | SolarEdge SET SE66.6K-RW00IBNM4 + 2x SESUK_RW00INNN4 | 212008 | 66.6 |  |  | 2336.64 |  |  |  | 0 | 0 | 0 | 0 | 0 | 12 | 0 | 0% | 0 | SolarEdge SET SE66.6K-RW00IBNM4 + 2x SESUK_RW00INNN4 | https://solsol.cz/en/plu/212008 | Three-phase inverter
Commercial Inverters/Batteries | SolarEdge | Three-phase inverter | SolarEdge SET SE90K-RW00IBNM4 + 3x SESUK_RW00INNN4 | 212006 | 90 |  |  | 3272.94 |  |  |  | 0 | 0 | 0 | 0 | 0 | 12 | 0 | 0% | 0 | SolarEdge SET SE90K-RW00IBNM4 + 3x SESUK_RW00INNN4 | https://solsol.cz/en/plu/212006 | Three-phase inverter
Commercial Inverters/Batteries | SolarEdge | Three-phase inverter | SolarEdge SET SE100K-RW00IBNM4 + 3x SESUK_RW00INNN4 | 212005 | 100 |  |  | 3315.45 |  |  |  | 0 | 0 | 0 | 0 | 0 | 12 | 0 | 0% | 0 | SolarEdge SET SE100K-RW00IBNM4 + 3x SESUK_RW00INNN4 | https://solsol.cz/en/plu/212005 | Three-phase inverter
Commercial Inverters/Batteries | SolarEdge | Battery | SolarEdge Home Battery 48V BAT-05K48M0B-02 | 312050 | 0 |  |  | 1312.5 |  |  |  | 127 | 0 | 0 | 0 | 0 | 10 | 0 | 0% | 0 | SolarEdge Home Battery 48V BAT-05K48M0B-02 | https://solsol.cz/en/plu/312050 | SolarEdge Home Battery 48V - 4.6kWh module (10 years warranty included, sold in a full pallet, 12 units/Pallet)
Commercial Inverters/Batteries | SolarEdge | Battery | Solaredge CSS – OD battery cabinet CSS-OU-O1-20-CA-B01-01 | 312010 | 0 |  |  | 32700.24 |  |  |  | 5 | 0 | 0 | 0 | 0 | 5 | 0 | 0% | 0 | Solaredge CSS – OD battery cabinet CSS-OU-O1-20-CA-B01-01 | https://solsol.cz/en/plu/312010 | Solaredge CSS – OD battery
Commercial Inverters/Batteries | SolarEdge | Battery | Solaredge Top Cover Kit for Home Battery 48V IAC-RBAT-5KMTOP-01 | 512012 | 0 |  |  | 50.4 |  |  |  | 65 | 0 | 0 | 0 | 0 | 2 | 0 | 0% | 0 | Solaredge Top Cover Kit for Home Battery 48V IAC-RBAT-5KMTOP-01 | https://solsol.cz/en/plu/512012 | Top Cover Kit, for SolarEdge Home Battery 48V
Commercial Inverters/Batteries | SolarEdge | Battery | SolarEdge cable set battery to battery IAC-RBAT-5KCBAT-01 | 512022 | 0 |  |  | 37.8 |  |  |  | 65 | 0 | 0 | 0 | 0 | 2 | 0 | 0% | 0 | SolarEdge cable set battery to battery IAC-RBAT-5KCBAT-01 | https://solsol.cz/en/plu/512022 | Cable set Battery Module to Battery Module, for SolarEdge Home Battery 48V
Commercial Inverters/Batteries | SolarEdge | Battery | SolarEdge cable set battery to inverter IAC-RBAT-5KCINV-01 | 512052 | 0 |  |  | 130.2 |  |  |  | 74 | 0 | 0 | 0 | 0 | 2 | 0 | 0% | 0 | SolarEdge cable set battery to inverter IAC-RBAT-5KCINV-01 | https://solsol.cz/en/plu/512052 | Cable set Battery to Inverter, for SolarEdge Home Battery 48V and SE*K-RWB48 SolarEdge Home Hub Inverters - Three Phase
Commercial Inverters/Batteries | SolarEdge | Battery | SolarEdge cable set tower to tower IAC-RBAT-5KCTOW-01 | 512062 | 0 |  |  | 113.4 |  |  |  | 22 | 0 | 0 | 0 | 0 | 2 | 0 | 0% | 0 | SolarEdge cable set tower to tower IAC-RBAT-5KCTOW-01 | https://solsol.cz/en/plu/512062 | Cable set Tower to Tower, for SolarEdge Home Battery 48V
Commercial Inverters/Batteries | SolarEdge | Battery | SolarEdge 10x spare connector kit for “Battery to Inverter" connection IAC-RBAT-5KCNCT-01 | 512072 | 0 |  |  | 417.9 |  |  |  | 12 | 0 | 0 | 0 | 0 | 2 | 0 | 0% | 0 | SolarEdge 10x spare connector kit for “Battery to Inverter" connection IAC-RBAT-5KCNCT-01 | https://solsol.cz/en/plu/512072 | 10 x Spare connector kit for “Battery to Inverter" connection, SolarEdge Home Battery 48V
Commercial Inverters/Batteries | SolarEdge | Battery | SolarEdge 10x spare connector kit for “Tower to Tower" connection IAC-RBAT-5KCNCT-02 | 512082 | 0 |  |  | 803.25 |  |  |  | 12 | 0 | 0 | 0 | 0 | 2 | 0 | 0% | 0 | SolarEdge 10x spare connector kit for “Tower to Tower" connection IAC-RBAT-5KCNCT-02 | https://solsol.cz/en/plu/512082 | 10 x Spare connector kit for “Tower to Tower" connection, SolarEdge Home Battery 48V
Commercial Inverters/Batteries | SolarEdge | Battery | SolarEdge floor stand IAC-RBAT-5KFSTD-01 | 512092 | 0 |  |  | 94.5 |  |  |  | 65 | 0 | 0 | 0 | 0 | 2 | 0 | 0% | 0 | SolarEdge floor stand IAC-RBAT-5KFSTD-01 | https://solsol.cz/en/plu/512092 | Floor Stand, for SolarEdge Home Battery 48V
Commercial Inverters/Batteries | SolarEdge | Battery | SolarEdge Home Backup Interface BI-NEUNU-3P-01 | 512102 | 0 |  |  | 478.38 |  |  |  | 19 | 0 | 0 | 0 | 0 | 12 | 0 | 0% | 0 | SolarEdge Home Backup Interface BI-NEUNU-3P-01 | https://solsol.cz/en/plu/512102 | SolarEdge Home Backup Interface - Three Phase (12 years warranty included)*
Commercial Inverters/Batteries | SolarEdge | Battery | SolarEdge ONE Controller ONE-CLC1-RWWB0-A for CSS system | 512115 | 0 |  |  | 636.12 |  |  |  | 2 | 0 | 0 | 0 | 0 | 5 | 0 | 0% | 0 | SolarEdge ONE Controller ONE-CLC1-RWWB0-A for CSS system | https://solsol.cz/en/plu/512115 | Solaredge CSS – OD battery
Commercial Inverters/Batteries | SolarEdge | Battery | SolarEdge CSS-O1-C-B01-01 | 512116 | 0 |  |  | 165.24 |  |  |  | 5 | 0 | 0 | 0 | 0 | 5 | 0 | 0% | 0 | SolarEdge CSS-O1-C-B01-01 | https://solsol.cz/en/plu/512116 | Solaredge CSS – OD battery, SolarEdge Cabling Extension Kit (only for 50kW/ 204,8 kWh solution)
Commercial Inverters/Batteries | SolarEdge | Accessories | SolarEdge Home Hot Water Controller SMRT-HOT-WTR-30-S2 | 512042 | 0 |  |  | 226.8 |  |  |  | 10 | 0 | 0 | 0 | 0 | 5 | 0 | 0% | 0 | SolarEdge Home Hot Water Controller SMRT-HOT-WTR-30-S2 | https://solsol.cz/en/plu/512042 | SolarEdge Home Hot Water Controller - 3 kW (80 units/pallet)
Commercial Inverters/Batteries | SolarEdge | Accessories | SolarEdge Home Load Controller SEM-DCS-R08-00 | 512111 | 0 |  |  | 89.38 |  |  |  | 10 | 0 | 0 | 0 | 0 | 5 | 0 | 0% | 0 | SolarEdge Home Load Controller SEM-DCS-R08-00 | https://solsol.cz/en/plu/512111 | SolarEdge Home Load Controller
Commercial Inverters/Batteries | SolarEdge | Accessories | SolarEdge Home Smart Switch SEM-SWT-R16-00 | 512121 | 0 |  |  | 79.3 |  |  |  | 7 | 0 | 0 | 0 | 0 | 5 | 0 | 0% | 0 | SolarEdge Home Smart Switch SEM-SWT-R16-00 | https://solsol.cz/en/plu/512121 | SolarEdge Home Smart Switch
Commercial Inverters/Batteries | SolarEdge | Accessories | Smart Home Hot Water Controller Temperature Sensor HOTWTR-SENS-RW-S1 | 512131 | 0 |  |  | 79.97 |  |  |  | 5 | 0 | 0 | 0 | 0 | 5 | 0 | 0% | 0 | Smart Home Hot Water Controller Temperature Sensor HOTWTR-SENS-RW-S1 | https://solsol.cz/en/plu/512131 | Smart Home Hot Water Controller Temperature Sensor
Commercial Inverters/Batteries | SolarEdge | Three-phase meter | SolarEdge Home Inline Meter MTR-240-3PC1-D-A-MW | 512101 | 0 |  |  | 241.5 |  |  |  | 39 | 0 | 0 | 0 | 0 | 2 | 0 | 0% | 0 | SolarEdge Home Inline Meter MTR-240-3PC1-D-A-MW | https://solsol.cz/en/plu/512101 | SolarEdge Home Inline Meter with SolarEdge Home Network - 1PH/3PH 230/400V, 65A, for residential applications only **
Commercial Inverters/Batteries | SolarEdge | Charger | SolarEdge Home EV Charger SE-EVK22C00-01 | 712221 | 22 |  |  | 922.88 |  |  |  | 81 | 0 | 0 | 0 | 0 | 3 | 0 | 0% | 0 | SolarEdge Home EV Charger SE-EVK22C00-01 | https://solsol.cz/en/plu/712221 | SolarEdge EV Charger, 22 kW, 6m Cable, Type 2 connector (3 years warranty included)
Commercial Inverters/Batteries | SolarEdge | Optimizer | optimizer SolarEdge P401I-5RM4MRM | 412406 | 0 |  |  | 39.48 |  |  |  | 0 | 0 | 0 | 0 | 0 | 25 | 0 | 0% | 0 | optimizer SolarEdge P401I-5RM4MRM | https://solsol.cz/en/plu/412406 | optimizer 400W/60V IndOP In=MC4,Out=1.2m ROW
Commercial Inverters/Batteries | SolarEdge | Optimizer | optimizer SolarEdge S440-1GM4MRM | 412441 | 0 |  |  | 33.61 |  |  |  | 13 | 0 | 0 | 0 | 0 | 25 | 0 | 0% | 0 | optimizer SolarEdge S440-1GM4MRM | https://solsol.cz/en/plu/412441 | optimizer, for high current modules, up to 14,5A, 60V, output cable length (+) 2.3m, (-) 0.10m
Commercial Inverters/Batteries | SolarEdge | Optimizer | optimizer SolarEdge S500-1GM4MRM | 412500 | 0 |  |  | 41.51 |  |  |  | 1454 | 0 | 0 | 0 | 0 | 25 | 0 | 0% | 0 | optimizer SolarEdge S500-1GM4MRM | https://solsol.cz/en/plu/412500 | optimizer, for high current modules, up to 14,5A, 60V, output cable length (+) 2.3m, (-) 0.10m
Commercial Inverters/Batteries | SolarEdge | Optimizer | optimizer SolarEdge P605-4RM4MBN | 412606 | 0 |  |  | 40.4 |  |  |  | 1714 | 0 | 0 | 0 | 0 | 25 | 0 | 0% | 0 | optimizer SolarEdge P605-4RM4MBN | https://solsol.cz/en/plu/412606 | optimizer, for 1 x high power/bi-facial, 65V, output cable length 1.4m (sold in box of 10, 420/pallet), for commercial aplications only (≥SE16K)
Commercial Inverters/Batteries | SolarEdge | Optimizer | optimizer SolarEdge P750-4RMLMBN | 412751 | 0 |  |  | 38.77 |  |  |  | 409 | 0 | 0 | 0 | 0 | 25 | 0 | 0% | 0 | optimizer SolarEdge P750-4RMLMBN | https://solsol.cz/en/plu/412751 | optimizer, for 1 x high power/bi-facial, for commercial aplications only (≥SE16K)
Commercial Inverters/Batteries | SolarEdge | Optimizer | optimizer SolarEdge P850-4RM4MBY | 412852 | 0 |  |  | 53.51 |  |  |  | 61 | 0 | 0 | 0 | 0 | 25 | 0 | 0% | 0 | optimizer SolarEdge P850-4RM4MBY | https://solsol.cz/en/plu/412852 | optimizer, for high power/bi-facial, 2 in series, 125V, output cable length 2.2m (sold in box of 10, 540/pallet)
Commercial Inverters/Batteries | SolarEdge | Optimizer | optimizer SolarEdge P950-4RM4MBY | 412952 | 0 |  |  | 47.59 |  |  |  | 334 | 0 | 0 | 0 | 0 | 25 | 0 | 0% | 0 | optimizer SolarEdge P950-4RM4MBY | https://solsol.cz/en/plu/412952 | optimizer, for high power/bi-facial, 2 in series, 125V, output cable length 2.2m (sold in box of 10, 540/pallet)
Commercial Inverters/Batteries | SolarEdge | Optimizer | optimizer SolarEdge P1100-4RM4MBT | 412112 | 0 |  |  | 36.96 |  |  |  | 4957 | 0 | 0 | 0 | 0 | 25 | 0 | 0% | 0 | optimizer SolarEdge P1100-4RM4MBT | https://solsol.cz/en/plu/412112 | optimizer, for high power/bi-facial, 2 in series, 125V, input 0.16m, output 2.4m (sold in box of 10, 540/pallet)
Commercial Inverters/Batteries | SolarEdge | Optimizer | optimizer SolarEdge S1000-1GM4MBT | 412102 | 0 |  |  | 40.88 |  |  |  | 3265 | 0 | 0 | 0 | 0 | 25 | 0 | 0% | 0 | optimizer SolarEdge S1000-1GM4MBT | https://solsol.cz/en/plu/412102 | optimizer 1000W/80V In=MC4 ,Out=MC4/4.8m
Commercial Inverters/Batteries | SolarEdge | Optimizer | optimizer SolarEdge S1000-1GMXMBT | 412023 | 0 |  |  | 51.16 |  |  |  | 324 | 0 | 0 | 0 | 0 | 25 | 0 | 0% | 0 | optimizer SolarEdge S1000-1GMXMBT | https://solsol.cz/en/plu/412023 | optimizer 1000W/80V In=MC4,1.3m ,Out=MC4/4.8m
Commercial Inverters/Batteries | SolarEdge | Optimizer | optimizer SolarEdge S1200-1GM4MBV | 412122 | 0 |  |  | 42.57 |  |  |  | 5044 | 0 | 0 | 0 | 0 | 25 | 0 | 0% | 0 | optimizer SolarEdge S1200-1GM4MBV | https://solsol.cz/en/plu/412122 | optimizer 1200W/80V In=MC4 ,Out=MC4/5.4m
Commercial Inverters/Batteries | SolarEdge | Optimizer | optimizer SolarEdge S1400-1GM4MBWD | 412141 | 0 |  |  | 51 |  |  |  | 0 | 0 | 0 | 0 | 0 | 25 | 0 | 0% | 0 | optimizer SolarEdge S1400-1GM4MBWD | https://solsol.cz/en/plu/412141 | optimizer 1400W, 2 in series, 20A Isc, 24A output current, output cables 5.7m (+) and 0.1m (-), input cables 2 x 0.1m (short)
Commercial Inverters/Batteries | SolarEdge | Optimizer | optimizer SolarEdge S1500-1GM4MBWD | 417151 | 0 |  |  | 48.11 |  |  |  | 4175 | 0 | 0 | 0 | 0 | 25 | 0 | 0% | 0 | optimizer SolarEdge S1500-1GM4MBWD | https://solsol.cz/en/plu/412151 | Optimizer 1500W, 2 in series, 20A Isc, 24A output current, output cables 5.7m (+) and 0.1m (-), input cables 2 x 0.1m (short)
Commercial Inverters/Batteries | SolarEdge | Accessories | SolarEdge 1/3PH Star 230/400V, DINRail MB Energy MTR, RW | 512041 | 0 |  |  | 74.34 |  |  |  | 467 | 0 | 0 | 0 | 0 | 2 | 0 | 0% | 0 | SolarEdge 1/3PH Star 230/400V, DINRail MB Energy MTR, RW | https://solsol.cz/en/plu/512041 | 1PH/3PH 230/400V, Energy Meter with Modbus Connection, DIN-Rail *
Commercial Inverters/Batteries | SolarEdge | Accessories | SolarEdge Current Transformer CTB-4x4-2000 | 512091 | 0 |  |  | 238.88 |  |  |  | 31 | 0 | 0 | 0 | 0 | 2 | 0 | 0% | 0 | SolarEdge Current Transformer CTB-4x4-2000 | https://solsol.cz/en/plu/512091 | Bus-Bar CT, 4.0" x 4.0", 2000A, 1.5% acc.
Commercial Inverters/Batteries | SolarEdge | Accessories | SolarEdge Current Transformer CTB-4X4.5-3000 | 512081 | 0 |  |  | 270.27 |  |  |  | 3 | 0 | 0 | 0 | 0 | 2 | 0 | 0% | 0 | SolarEdge Current Transformer CTB-4X4.5-3000 | https://solsol.cz/en/plu/512081 | Bus-Bar CT, 4.0" x 4.5", 3000A, 1.5% acc.
Commercial Inverters/Batteries | SolarEdge | Accessories | Solaredge Split-Core Current Transformers 100A, 50/60Hz, 1%, Twist SECT-SPL-100A-A | 512031 | 0 |  |  | 54.6 |  |  |  | 147 | 0 | 0 | 0 | 0 | 2 | 0 | 0% | 0 | Solaredge Split-Core Current Transformers 100A, 50/60Hz, 1%, Twist SECT-SPL-100A-A | https://solsol.cz/en/plu/512031 | Solaredge Split-Core Current Transformers 100A,50/60Hz, 1%, Twist
Commercial Inverters/Batteries | SolarEdge | Accessories | Solaredge 250A Split-Core Current Transformer, for 50Hz | 512071 | 0 |  |  | 23.52 |  |  |  | 233 | 0 | 0 | 0 | 0 | 2 | 0 | 0% | 0 | Solaredge 250A Split-Core Current Transformer, for 50Hz | https://solsol.cz/en/plu/512071 | 250A Split-Core Current Transformer, for 50Hz
Commercial Inverters/Batteries | SolarEdge | Accessories | Solaredge Split-Core Current Transformers ,for 1000A | 512032 | 0 |  |  | 22.68 |  |  |  | 82 | 0 | 0 | 0 | 0 | 2 | 0 | 0% | 0 | Solaredge Split-Core Current Transformers ,for 1000A | https://solsol.cz/en/plu/512032 | 1000A Split-Core Current Transformer, for 50Hz
Commercial Inverters/Batteries | SolarEdge | Accessories | SolarEdge Control and Communication Gateway SE1000-CCG-G-S1 | 512061 | 0 |  |  | 290.06 |  |  |  | 0 | 0 | 0 | 0 | 0 | 2 | 0 | 0% | 0 | SolarEdge Control and Communication Gateway SE1000-CCG-G-S1 | https://solsol.cz/en/plu/512061 | Commercial Gateway
Commercial Inverters/Batteries | SolarEdge | Accessories | SolarEdge Ambient temperature sensor SE1000-SENTAMB-S2S2 | 912004 | 0 |  |  | 164.48 |  |  |  | 39 | 0 | 0 | 0 | 0 | 2 | 0 | 0% | 0 | SolarEdge Ambient temperature sensor SE1000-SENTAMB-S2S2 | https://solsol.cz/en/plu/912004 | Ambient temperature sensor 0-10V
Commercial Inverters/Batteries | SolarEdge | Accessories | SolarEdge Irradiance sensor SE1000-SENIRR-S1 0-1.4V | 512010 | 0 |  |  | 223.18 |  |  |  | 0 | 0 | 0 | 0 | 0 | 2 | 0 | 0% | 0 | SolarEdge Irradiance sensor SE1000-SENIRR-S1 0-1.4V | https://solsol.cz/en/plu/512010 | Irradiance sensor 0-1.4V
Residential Inverters/Batteries | Solax | Hybrid Inverter | Solax G4 X3-Hybrid-10.0-D, CT | 232100 | 10 |  |  | 1404.65 |  |  |  | 5 | 0 | 0 | 0 | 0 | 10 | 0 | 0% | 0 | Solax G4 X3-Hybrid-10.0-D, CT | https://solsol.cz/en/plu/232100 | Hybrid
Residential Inverters/Batteries | Solax | Hybrid Inverter | Solax G4 X3-Hybrid-10.0-D, Wifi 3.0, CT | 232101 | 10 |  |  | 1402.16 |  |  |  | 8 | 0 | 0 | 0 | 0 | 10 | 0 | 0% | 0 | Solax G4 X3-Hybrid-10.0-D, Wifi 3.0, CT | https://solsol.cz/en/plu/232101 | Hybrid
Residential Inverters/Batteries | Solax | Hybrid Inverter | Solax G4 X3-Hybrid-15.0-D, Wifi 3.0, CT | 232150 | 15 |  |  | 1576.97 |  |  |  | -3 | 0 | 0 | 0 | 0 | 10 | 0 | 0% | 0 | Solax G4 X3-Hybrid-15.0-D, Wifi 3.0, CT | https://solsol.cz/en/plu/232150 | Hybrid
Residential Inverters/Batteries | Solax | Hybrid Inverter | Solax X3 ULT-20K, CT, Wifi+LAN | 232200 | 20 |  |  | 2203.09 |  |  |  | 2 | 0 | 0 | 0 | 0 | 10 | 0 | 0% | 0 | Solax X3 ULT-20K, CT, Wifi+LAN | https://solsol.cz/en/plu/232200 | Hybrid
Residential Inverters/Batteries | Solax | Hybrid Inverter | Solax X3 ULT-25K, CT, WiFi+LAN | 232252 | 25 |  |  | 2390.26 |  |  |  | 0 | 0 | 0 | 0 | 0 | 10 | 0 | 0% | 0 | Solax X3 ULT-25K, CT, WiFi+LAN | https://solsol.cz/en/plu/232252 | Hybrid
Residential Inverters/Batteries | Solax | Hybrid Inverter | Solax X3 ULT-25K, AFCI, CT, WiFi+LAN | 232251 | 25 |  |  | 2494.43 |  |  |  | 3 | 0 | 0 | 0 | 0 | 10 | 0 | 0% | 0 | Solax X3 ULT-25K, AFCI, CT, WiFi+LAN | https://solsol.cz/en/plu/232251 | Hybrid
Residential Inverters/Batteries | Solax | Hybrid Inverter | Solax X3-ULT-30K, AFCI, CT, WiFi+LAN | 232300 | 30 |  |  | 2726.35 |  |  |  | 3 | 0 | 0 | 0 | 0 | 10 | 0 | 0% | 0 | Solax X3-ULT-30K, AFCI, CT, WiFi+LAN | https://solsol.cz/en/plu/232300 | Hybrid
Residential Inverters/Batteries | Solax | Battery | Solax Master T-BAT H 5.8 V2 | 232050 | 0 |  |  | 1572.83 |  |  |  | 38 | 0 | 0 | 0 | 0 | 10 | 0 | 0% | 0 | Solax Master T-BAT H 5.8 V2 | https://solsol.cz/en/plu/232050 | Battery HV
Residential Inverters/Batteries | Solax | Battery | Solax Battery Slave 5,8 HV11550 V2 | 232051 | 0 |  |  | 1526.65 |  |  |  | 38 | 0 | 0 | 0 | 0 | 10 | 0 | 0% | 0 | Solax Battery Slave 5,8 HV11550 V2 | https://solsol.cz/en/plu/232051 | Battery HV
Residential Inverters/Batteries | Solax | Battery | Solax Battery SET Master T-BAT H 5.8 V2 + Slave 5,8 HV11550 V2 | 232053 | 0 |  |  | 3099.48 |  |  |  | 0 | 0 | 0 | 0 | 0 | 10 | 0 | 0% | 0 | Solax Battery SET Master T-BAT H 5.8 V2 + Slave 5,8 HV11550 V2 | https://solsol.cz/en/plu/232053 | Battery
Residential Inverters/Batteries | Solax | Battery | Solax T-BAT SYS-HV-S3.6 | 332030 | 0 |  |  | 930.37 |  |  |  | 16 | 0 | 0 | 0 | 0 | 10 | 0 | 0% | 0 | Solax T-BAT SYS-HV-S3.6 | https://solsol.cz/en/plu/332030 | Battery HV
Residential Inverters/Batteries | Solax | BMS | Solax TBMS-MCS0800E (BMS) | 332031 | 0 |  |  | 438.54 |  |  |  | 3 | 0 | 0 | 0 | 0 | 10 | 0 | 0% | 0 | Solax TBMS-MCS0800E (BMS) | https://solsol.cz/en/plu/332031 | BMS
Residential Inverters/Batteries | Solax | Battery | Solax T-BAT-SYS-HV Series Box | 532022 | 0 |  |  | 394.82 |  |  |  | 11 | 0 | 0 | 0 | 0 | 10 | 0 | 0% | 0 | Solax T-BAT-SYS-HV Series Box | https://solsol.cz/en/plu/232022 | For series connection of batts
Residential Inverters/Batteries | Solax | Battery | Solax X3 AELIO-50K | 232501 | 0 |  |  | 5207.24 |  |  |  | 0 | 0 | 0 | 0 | 0 | 10 | 0 | 0% | 0 | Solax X3 AELIO-50K | https://solsol.cz/en/plu/232501 | Hybrid Aelio inverter
Residential Inverters/Batteries | Solax | Battery | Solax Triple TBMS-S51 | 532032 | 0 |  |  | 742.21 |  |  |  | 0 | 0 | 0 | 0 | 0 | 10 | 0 | 0% | 0 | Solax Triple TBMS-S51 | https://solsol.cz/en/plu/532032 | Battery HV for Aelio
Residential Inverters/Batteries | Solax | Battery | Solax Triple T-BAT-HS51 Series Box | 532042 | 0 |  |  | 493.9 |  |  |  | 0 | 0 | 0 | 0 | 0 | 2 | 0 | 0% | 0 | Solax Triple T-BAT-HS51 Series Box | https://solsol.cz/en/plu/532042 | BMS HV batt for Aelio
Residential Inverters/Batteries | Solax | Battery | Solax Triple T-BAT- HS51 | 332052 | 0 |  |  | 1256.93 |  |  |  | 0 | 0 | 0 | 0 | 0 | 10 | 0 | 0% | 0 | Solax Triple T-BAT- HS51 | https://solsol.cz/en/plu/332052 | Series box HV batt for Aelio
Residential Inverters/Batteries | Solax | Charger | Wallbox Solax X3-EVC-11k (PXH) 3 phase, výkon 11kW, 6m kabel, 16 A, WIFI | 732110 | 11 |  |  | 482.68 |  |  |  | 11 | 0 | 0 | 0 | 0 | 2 | 0 | 0% | 0 | Wallbox Solax X3-EVC-11k (PXH) 3 phase, výkon 11kW, 6m kabel, 16 A, WIFI | https://solsol.cz/en/plu/732110 | EV charger
Residential Inverters/Batteries | Solax | Charger | Wallbox Solax X3-EVC22K (PXH) 3 phase, výkon 22kW, 6m kabel, 32A, WIFI | 732220 | 22 |  |  | 561.15 |  |  |  | 2 | 0 | 0 | 0 | 0 | 2 | 0 | 0% | 0 | Wallbox Solax X3-EVC22K (PXH) 3 phase, výkon 22kW, 6m kabel, 32A, WIFI | https://solsol.cz/en/plu/732220 | EV charger
Residential Inverters/Batteries | Solax | Three-phase meter | meter Solax Chint 3 Phase meter bidirectional | 532000 | 0 |  |  | 91.92 |  |  |  | 13 | 0 | 0 | 0 | 0 | 2 | 0 | 0% | 0 | meter Solax Chint 3 Phase meter bidirectional | https://solsol.cz/en/plu/532000 | Energy meter Chint - Three Phase
Residential Inverters/Batteries | Solax | Three-phase meter | meter Solax 3Ph Meter M3-40 incl. 100A/40mA | 532007 | 0 |  |  | 114.6 |  |  |  | 5 | 0 | 0 | 0 | 0 | 0 | 0 | 0% | 0 | meter Solax 3Ph Meter M3-40 incl. 100A/40mA | https://solsol.cz/en/plu/532001 | Energy meter
Residential Inverters/Batteries | Solax | Three-phase meter | meter Solax 3Ph Meter M3-40, without 100A/40mA | 532008 | 0 |  |  | 93.97 |  |  |  | 0 | 0 | 0 | 0 | 0 | 0 | 0 | 0% | 0 | meter Solax 3Ph Meter M3-40, without 100A/40mA | https://solsol.cz/en/plu/532008 | CT for energy meter
Residential Inverters/Batteries | Solax | Three-phase meter | Solax M3-40 CT-Set 3x 600/40mA | 532009 | 0 |  |  | 84.8 |  |  |  | 0 | 0 | 0 | 0 | 0 | 0 | 0 | 0% | 0 | Solax M3-40 CT-Set 3x 600/40mA | https://solsol.cz/en/plu/532009 | CT for energy meter
Residential Inverters/Batteries | Solax | Accessories | Solax X3-EPS PBOX-60kW-G2 | 532021 | 0 |  |  | 1174.26 |  |  |  | 6 | 0 | 0 | 0 | 0 | 0 | 0 | 0% | 0 | Solax X3-EPS PBOX-60kW-G2 | https://solsol.cz/en/plu/532021 | Paraller connection of hybrid inverters
Residential Inverters/Batteries | Solax | Accessories | Solax X3-EPS PBOX-150kW-G2 | 532031 | 0 |  |  | 1558.48 |  |  |  | 1 | 0 | 0 | 0 | 0 | 0 | 0 | 0% | 0 | Solax X3-EPS PBOX-150kW-G2 | https://solsol.cz/en/plu/532031 | Paraller connection of hybrid inverters
Residential Inverters/Batteries | Solax | Accessories | Solax BMS-Parallel Box II V2 | 532003 | 0 |  |  | 586.3 |  |  |  | 7 | 0 | 0 | 0 | 0 | 0 | 0 | 0% | 0 | Solax BMS-Parallel Box II V2 | https://solsol.cz/en/plu/532003 | Paraller connection of batteries
Residential Inverters/Batteries | Solax | Accessories | Solax Pocket WIFI 3.0 | 532011 | 0 |  |  | 11.87 |  |  |  | 17 | 0 | 0 | 0 | 0 | 2 | 0 | 0% | 0 | Solax Pocket WIFI 3.0 | https://solsol.cz/en/plu/532011 | WIFI stick
Residential Inverters/Batteries | Solax | Accessories | Solax Pocket WIFI-LAN 3.0 | 532012 | 0 |  |  | 22.9 |  |  |  | 11 | 0 | 0 | 0 | 0 | 2 | 0 | 0% | 0 | Solax Pocket WIFI-LAN 3.0 | https://solsol.cz/en/plu/532012 | WIFI+LAN stick
Residential Inverters/Batteries | Solax | Set Hybrid Inverter | SOLAX SET G4 X3-Hybrid-10.0-D, 11,6 kWh | 209027 | 10 |  |  | 4607.92 |  |  |  | 0 | 0 | 0 | 0 | 0 | 10 | 0 | 0% | 0 | SOLAX SET G4 X3-Hybrid-10.0-D, 11,6 kWh | https://solsol.cz/en/plu/209027 | Solax G4 X3-Hybrid-10.0-D, 1x Solax Master T-BAT H 5.8 V2, 1x Solax Battery 5,8 HV11550 V2, meter Solax Chint 3 Phase meter bidirectional, Solax Pocket WIFI 3.0
Residential Inverters/Batteries | Solax | Set Hybrid Inverter | SOLAX SET G4 X3-Hybrid-10.0-D, 11,6 kWh ALFRED | 209037 | 10 |  |  | 4692.72 |  |  |  | 0 | 0 | 0 | 0 | 0 | 0 | 0 | 0% | 0 | SOLAX SET G4 X3-Hybrid-10.0-D, 11,6 kWh ALFRED | https://solsol.cz/en/plu/209037 | Solax G4 X3-Hybrid-10.0-D, 1x Solax Master T-BAT H 5.8 V2, 1x Solax Battery 5,8 HV11550 V2, meter Solax Chint 3 Phase meter bidirectional, Solax Pocket WIFI 3.1, Alfred box
Commercial Inverters/Batteries | Solax | Set Hybrid Inverter | SOLAX SET X3 ULT-25K + Triple S36, 100,3Kwh | 232001 | 50 |  |  | 32585.04 |  |  |  | 0 | 0 | 0 | 0 | 0 | 0 | 0 | 0% | 0 | SOLAX SET X3 ULT-25K + Triple S36, 100,3Kwh | https://solsol.cz/en/plu/232001 | 2x Solax X3 ULT-25K, CT, WiFi+LAN, 28x Solax T-BAT SYS-HV-S3.6, 4x Solax TBMS-MCS0800E (BMS)
Commercial Inverters/Batteries | Solax | Set Hybrid Inverter | SOLAX SET X3 AELIO-50K + Triple HS51, 102kWh | 232002 | 50 |  |  | 32850.08 |  |  |  | 0 | 0 | 0 | 0 | 0 | 0 | 0 | 0% | 0 | SOLAX SET X3 AELIO-50K + Triple HS51, 102kWh | https://solsol.cz/en/plu/232002 | 1x X3 AELIO-50K, 20x Solax Triple TBMS-S51, 2x Solax Triple TBMS-S51, 2x Solax Triple T-BAT-HS51 Series Box
Residential Inverters/Batteries | Solsol | Accessories | Alfred BOX | 920034 | 0 |  |  | 84.8049 |  |  |  | 3 | 0 | 0 | 0 | 0 | 0 | 0 | 0% | 0 | Alfred BOX | https://solsol.cz/en/plu/920034 | Alfred box
Residential Inverters/Batteries | Solsol | Accessories | Alfred BOX / 5pcs | 920035 | 0 |  |  | 381.6222 |  |  |  | 0 | 0 | 0 | 0 | 0 | 0 | 0 | 0% | 0 | Alfred BOX / 5pcs | https://solsol.cz/en/plu/920035 | Alfred box
Residential Inverters/Batteries | Solsol | Accessories | ALFRED Heat | 920064 | 0 |  |  | 378.9199 |  |  |  | 0 | 0 | 0 | 0 | 0 | 0 | 0 | 0% | 0 | ALFRED Heat | https://solsol.cz/en/plu/920064 | Alfred box
Residential Inverters/Batteries | Solsol | Accessories | ALFRED Heat, multipack 3ks | 920065 | 0 |  |  | 1113.4168 |  |  |  | 0 | 0 | 0 | 0 | 0 | 0 | 0 | 0% | 0 | ALFRED Heat, multipack 3ks | https://solsol.cz/en/plu/920065 | Alfred box
Residential Inverters/Batteries | Solsol | Accessories | Alfred BOX / 10pcs | 920067 | 0 |  |  | 720.8419 |  |  |  | 0 | 0 | 0 | 0 | 0 | 0 | 0 | 0% | 0 | Alfred BOX / 10pcs | https://solsol.cz/en/plu/920067 | Alfred box
Residential Inverters/Batteries | Solsol | Accessories | Alfred BOX / 25pcs | 920068 | 0 |  |  | 1696.0986 |  |  |  | 0 | 0 | 0 | 0 | 0 | 0 | 0 | 0% | 0 | Alfred BOX / 25pcs | https://solsol.cz/en/plu/920068 | Alfred box
Residential Inverters/Batteries | Solinteg | Hybrid Inverter | Solinteg M2HS-5K | 242050 | 0 |  |  | 643.5 |  |  |  | 0 | 0 | 0 | 0 | 0 | 10 | 0 | 0% | 0 | Solinteg M2HS-5K | https://solsol.cz/en/plu/242050 | Hybrid
Residential Inverters/Batteries | Solinteg | Hybrid Inverter | Solinteg MHT-10-25 | 242100 | 0 |  |  | 954.8 |  |  |  | 0 | 0 | 0 | 0 | 0 | 10 | 0 | 0% | 0 | Solinteg MHT-10-25 | https://solsol.cz/en/plu/242100 | Hybrid
Residential Inverters/Batteries | Solinteg | Hybrid Inverter | Solinteg MHT-12-25 | 242120 | 0 |  |  | 974.6 |  |  |  | 0 | 0 | 0 | 0 | 0 | 10 | 0 | 0% | 0 | Solinteg MHT-12-25 | https://solsol.cz/en/plu/242120 | Hybrid
Residential Inverters/Batteries | Solinteg | Hybrid Inverter | Solinteg M2HT-50-150 | 242500 | 0 |  |  | 3759.8 |  |  |  | 0 | 0 | 0 | 0 | 0 | 5 | 0 | 0% | 0 | Solinteg M2HT-50-150 | https://solsol.cz/en/plu/242500 | Hybrid
Residential Inverters/Batteries | Solinteg | Battery | Solinteg EBA B5K1 5kWh | 342050 | 0 |  |  | 905.3 |  |  |  | 0 | 0 | 0 | 0 | 0 | 10 | 0 | 0% | 0 | Solinteg EBA B5K1 5kWh | https://solsol.cz/en/plu/342050 | Battery HV
Commercial Inverters/Batteries | Solinteg | Battery | Solinteg E2BR-B16K 16KWh | 342160 | 0 |  |  | 1452 |  |  |  | 0 | 0 | 0 | 0 | 0 | 10 | 0 | 0% | 0 | Solinteg E2BR-B16K 16KWh | https://solsol.cz/en/plu/342160 | Battery HV
Commercial Inverters/Batteries | Solinteg | BMS | Solinteg E2BR-C16K BMS | 342001 | 0 |  |  | 1122 |  |  |  | 0 | 0 | 0 | 0 | 0 | 10 | 0 | 0% | 0 | Solinteg E2BR-C16K BMS | https://solsol.cz/en/plu/342001 | BMS for E2BR-B16K 16KWh
Commercial Inverters/Batteries | Solinteg | Accessories | Solinteg Rack(64/80/96/112Kwh) | 542032 | 0 |  |  | 2112 |  |  |  | 0 | 0 | 0 | 0 | 0 | 10 | 0 | 0% | 0 | Solinteg Rack(64/80/96/112Kwh) | https://solsol.cz/en/plu/542032 | Rack for E2BR-B16K 16KWh
Residential Inverters/Batteries | Solinteg | Accessories | Solinteg Battery Adapter for B5K1 | 542012 | 0 |  |  | 68.2 |  |  |  | 0 | 0 | 0 | 0 | 0 | 10 | 0 | 0% | 0 | Solinteg Battery Adapter for B5K1 | https://solsol.cz/en/plu/542012 | B5K1 accessory
Residential Inverters/Batteries | Solinteg | Accessories | Solinteg Base for EBA B5K1 | 542022 | 0 |  |  | 42.9 |  |  |  | 0 | 0 | 0 | 0 | 0 | 10 | 0 | 0% | 0 | Solinteg Base for EBA B5K1 | https://solsol.cz/en/plu/542022 | B5K1 accessory
Residential Inverters/Batteries | Solinteg | Set Hybrid Inverter | Solinteg SET MHT-10, 10kWh battery | 242001 | 0 |  |  | 2987.6 |  |  |  | 0 | 0 | 0 | 0 | 0 | 10 | 0 | 0% | 0 | Solinteg SET MHT-10, 10kWh battery | https://solsol.cz/en/plu/242001 | Solinteg MHT-10-25, 2x Solinteg EBA B5K1 5kWh, Adapter for B5K1, Base for EBA B5K1
Commercial Inverters/Batteries | Solinteg | Battery | Solinteg E2BR-S96K-C | 342960 | 0 |  |  | 19580 |  |  |  | 0 | 0 | 0 | 0 | 0 | 10 | 0 | 0% | 0 | Solinteg E2BR-S96K-C | https://solsol.cz/en/plu/342960 | Outdoor cabinet 96kWh
Commercial Inverters/Batteries | Solinteg | Battery | Solinteg E2BR-S112-C | 342110 | 0 |  |  | 21120 |  |  |  | 0 | 0 | 0 | 0 | 0 | 10 | 0 | 0% | 0 | Solinteg E2BR-S112-C | https://solsol.cz/en/plu/342110 | Outdoor cabinet 112,5kWh
Residential Inverters/Batteries | Solinteg | Set Hybrid Inverter | Solinteg SET Outdoor ET M2HT-50, 112,5kWh battery | 242002 | 0 |  |  | 25779.8 |  |  |  | 0 | 0 | 0 | 0 | 0 | 10 | 0 | 0% | 0 | Solinteg SET Outdoor ET M2HT-50, 112,5kWh battery | https://solsol.cz/en/plu/242002 | Solinteg M2HT-50-150, outdoor cabinet 112,5kWh
Residential Inverters/Batteries | Solinteg | Set Hybrid Inverter | Solinteg SET Indoor ET M2HT-50, 112,5kWh battery | 242003 | 0 |  |  | 18057.8 |  |  |  | 0 | 0 | 0 | 0 | 0 | 10 | 0 | 0% | 0 | Solinteg SET Indoor ET M2HT-50, 112,5kWh battery | https://solsol.cz/en/plu/242003 | Solinteg M2HT-50-150, 7x E2BR-B16K 16KWh, BMS for E2BR-B16K 16KWh, Rack for E2BR-B16K 16KWh
Commercial Inverters/Batteries | Sungrow | Three-phase inverter | Sungrow SG33CX-P2 V12 | 240330 | 33 |  |  | 1604.84 |  |  |  | 2 | 0 | 0 | 0 | 0 | 5 | 0 | 0% | 0 | Sungrow SG33CX-P2 V12 | https://solsol.cz/en/plu/240330 | Three Phases Inverters
Commercial Inverters/Batteries | Sungrow | Three-phase inverter | Sungrow SG50CX-P2 V12 | 240501 | 50 |  |  | 1848 |  |  |  | 4 | 0 | 0 | 0 | 0 | 5 | 0 | 0% | 0 | Sungrow SG50CX-P2 V12 | https://solsol.cz/en/plu/240501 | Three Phases Inverters
Commercial Inverters/Batteries | Sungrow | Three-phase inverter | Sungrow SG125CX-P2 V113 | 240011 | 125 |  |  | 3674.38 |  |  |  | 2 | 0 | 0 | 0 | 0 | 5 | 0 | 0% | 0 | Sungrow SG125CX-P2 V113 | https://solsol.cz/en/plu/240100 | Three Phases Inverters
Commercial Inverters/Batteries | Sungrow | Three-phase inverter | Sungrow SG125CX-P2 V21 | 240120 | 125 |  |  | 3674.38 |  |  |  | 2 | 0 | 0 | 0 | 0 | 5 | 0 | 0% | 0 | Sungrow SG125CX-P2 V21 | https://solsol.cz/en/plu/240120 | Three Phases Inverters
Commercial Inverters/Batteries | Sungrow | Three-phase inverter | Sungrow SG350HX | 240030 | 350 |  |  | 7729.68 |  |  |  | 0 | 0 | 0 | 0 | 0 | 5 | 0 | 0% | 0 | Sungrow SG350HX | https://solsol.cz/en/plu/240030 | Three phase inverter
Residential Inverters/Batteries | Sungrow | Hybrid Inverter | Sungrow inverter SH10T CZ | 240100 | 10 | [6 empty] | 30 | 0 | 0 | 0 | 0 | 10 | 0 | 0% | 0 | Sungrow inverter SH10T CZ | https://solsol.cz/en/plu/240100 | Inverter SH10T
Residential Inverters/Batteries | Sungrow | Hybrid Inverter | Sungrow inverter SH15T | 240150 | 15 |  |  | 2039.42 |  |  |  | 0 | 0 | 0 | 0 | 0 | 5 | 0 | 0% | 0 | Sungrow inverter SH15T | https://solsol.cz/en/plu/240150 | Three phase hybrid inverter
Residential Inverters/Batteries | Sungrow | Hybrid Inverter | Sungrow inverter SH20T | 240200 | 20 |  |  | 2259.84 |  |  |  | 4 | 0 | 0 | 0 | 0 | 5 | 0 | 0% | 0 | Sungrow inverter SH20T | https://solsol.cz/en/plu/240200 | Three phase hybrid inverter
Residential Inverters/Batteries | Sungrow | Hybrid Inverter | Sungrow inverter SH25T | 240201 | 25 |  |  | 2434.25 |  |  |  | 42 | 0 | 0 | 0 | 0 | 5 | 0 | 0% | 0 | Sungrow inverter SH25T | https://solsol.cz/en/plu/240201 | Three phase hybrid inverter
Commercial Inverters/Batteries | Sungrow | Battery | Sungrow PowerStack ST225kWh-110kW-2h | 340231 | 110 |  |  | 40371.1 |  |  |  | 0 | 0 | 0 | 0 | 0 | 5 | 0 | 0% | 0 | Sungrow PowerStack ST225kWh-110kW-2h | https://solsol.cz/en/plu/340231 | Battery system HV
Commercial Inverters/Batteries | Sungrow | BMS | Sungrow EMS300CP_ST225CS-2H_V1326_S | 340001 | 110 |  |  | 1572.9 |  |  |  | 0 | 0 | 0 | 0 | 0 | 5 | 0 | 0% | 0 | Sungrow EMS300CP_ST225CS-2H_V1326_S | https://solsol.cz/en/plu/340001 | Battery system HV
Residential Inverters/Batteries | Sungrow | Battery | Sungrow SBH Battery Module(IEC)_SMR050 | 340050 | 5 |  |  | 1284 |  |  |  | 414 | 0 | 0 | 0 | 0 | 10 | 0 | 0% | 0 | Sungrow SBH Battery Module(IEC)_SMR050 | https://solsol.cz/en/plu/340050 | SBH Battery Module(IEC)_SMR050
Residential Inverters/Batteries | Sungrow | Accessories | Sungrow SBH Accessory | 540002 | 0 |  |  | 486.85 |  |  |  | 104 | 0 | 0 | 0 | 0 | 10 | 0 | 0% | 0 | Sungrow SBH Accessory | https://solsol.cz/en/plu/540002 | SBR Accessory
Residential Inverters/Batteries | Sungrow | Accessories | Sungrow I Home Manager | 540001 | 0 |  |  | 145.52 |  |  |  | 60 | 0 | 0 | 0 | 0 | 10 | 0 | 0% | 0 | Sungrow I Home Manager | https://solsol.cz/en/plu/540001 | Management, monitoring
Residential Inverters/Batteries | Sungrow | Accessories | Sungrow WiNet-S2 V11 | 540011 | 0 |  |  | 54.57 |  |  |  | 8 | 0 | 0 | 0 | 0 | 10 | 0 | 0% | 0 | Sungrow WiNet-S2 V11 | https://solsol.cz/en/plu/540011 | Management, monitoring
Residential Inverters/Batteries | Sungrow | Accessories | Sungrow Y-Connector | 540013 | 0 |  |  | 23.78 |  |  |  | 80 | 0 | 0 | 0 | 0 | 0 | 0 | 0% | 0 | Sungrow Y-Connector | https://solsol.cz/en/plu/540013 | Accessory
Residential Inverters/Batteries | Sungrow | Charger | Sungrow AC011E-01 EV Charger 11KW EU 3phase Hybrid Charging | 740110 | 11 |  |  | 270.71 |  |  |  | 0 | 0 | 0 | 0 | 0 | 10 | 0 | 0% | 0 | Sungrow AC011E-01 EV Charger 11KW EU 3phase Hybrid Charging | https://solsol.cz/en/plu/740110 | EV charger
Residential Inverters/Batteries | Sungrow | Charger | Sungrow 22kW AC Charger EU Version cable with MID | 740220 | 22 |  |  | 648.42 |  |  |  | 3 | 0 | 0 | 0 | 0 | 10 | 0 | 0% | 0 | Sungrow 22kW AC Charger EU Version cable with MID | https://solsol.cz/en/plu/740220 | EV charger
Residential Inverters/Batteries | Sungrow | Set Hybrid Inverter | AKCE Sungrow SET SH10T + SBH100 | 240001 | 10 | [6 empty] | 0 | 0 | 0 | 0 | 0 | 10 | 0 | 0% | 0 | AKCE Sungrow SET SH10T + SBH100 | https://solsol.cz/en/plu/240001 | Sungrow SHT10, 2x SBH Battery Module(IEC)_SMR050, SBH Accessory
Commercial Inverters/Batteries | Sungrow | Set Hybrid Inverter | Sungrow SET 2x SH25T + SBH 100kWh | 240003 | 50 |  |  | 29448.78 |  |  |  | 0 | 0 | 0 | 0 | 0 | 5 | 0 | 0% | 0 | Sungrow SET 2x SH25T + SBH 100kWh | https://solsol.cz/en/plu/240003 | Sungrow 2xSHT25, 20x SBH Battery Module(IEC)_SMR050, SBH Accessory
Commercial Inverters/Batteries | Sungrow | Set Hybrid Inverter | Sungrow SET 1x SH25T + SBH 50kWh | 240004 | 25 |  |  | 14724.39 |  |  |  | 0 | 0 | 0 | 0 | 0 | 0 | 0 | 0% | 0 | Sungrow SET 1x SH25T + SBH 50kWh | https://solsol.cz/en/plu/240004 | Sungrow SHT25, 10x SBH Battery Module(IEC)_SMR050, SBH Accessory
Commercial Inverters/Batteries | Sungrow | Battery | Sungrow SET PowerStack ST225kWh-110kW-2h | 240002 | 0 |  |  | 41944 |  |  |  | 0 | 0 | 0 | 0 | 0 | 5 | 0 | 0% | 0 | Sungrow SET PowerStack ST225kWh-110kW-2h | https://solsol.cz/en/plu/240002 | Sungrow SET PowerStack ST225kWh-110kW-2h+Sungrow EMS300CP
Residential Inverters/Batteries | Fronius | Three-phase inverter | Fronius Symo GEN24 8.0 PLUS | 207080 | 8 |  |  | 2047.98 |  |  |  | 10 | 0 | 0 | 0 | 0 | 10 | 0 | 0% | 0 | Fronius Symo GEN24 8.0 PLUS | https://solsol.cz/en/plu/207080 | Three Phase Inverter
Residential Inverters/Batteries | Fronius | Three-phase inverter | Fronius Symo GEN24 10.0 PLUS | 207101 | 10 |  |  | 2139.48 |  |  |  | 4 | 0 | 0 | 0 | 0 | 10 | 0 | 0% | 0 | Fronius Symo GEN24 10.0 PLUS | https://solsol.cz/en/plu/207101 | Three Phase Inverter
Commercial Inverters/Batteries | Fronius | Three-phase inverter | Fronius Smart Meter 63A-3 | 207001 | 0 |  |  | 171.71 |  |  |  | 7 | 0 | 0 | 0 | 0 | 2 | 0 | 0% | 0 | Fronius Smart Meter 63A-3 | https://solsol.cz/en/plu/207001 | Energy meter - Three Phase
Commercial Inverters/Batteries | Huawei | Three-phase inverter | Huawei inverter SUN 2000-20K-MB0 | 234201 | 20 |  |  | 2050.65 |  |  |  | 1 | 0 | 0 | 0 | 0 | 10 | 0 | 0% | 0 | Huawei inverter SUN 2000-20K-MB0 | https://solsol.cz/en/plu/234201 | Three Phase Inverter
Commercial Inverters/Batteries | Huawei | Three-phase inverter | Huawei inverter SUN-2000-30KTL-M3 | 234300 | 33 |  |  | 1864.56 |  |  |  | 1 | 0 | 0 | 0 | 0 | 5 | 0 | 0% | 0 | Huawei inverter SUN-2000-30KTL-M3 | https://solsol.cz/en/plu/234300 | Three Phase Inverter
Commercial Inverters/Batteries | Huawei | Three-phase inverter | Huawei inverter SUN2000-100KTL-M2 | 234100 | 100 |  |  | 3556.74 |  |  |  | 1 | 0 | 0 | 0 | 0 | 5 | 0 | 0% | 0 | Huawei inverter SUN2000-100KTL-M2 | https://solsol.cz/en/plu/234100 | Three Phase Inverter
Commercial Inverters/Batteries | Huawei | Three-phase inverter | Huawei inverter SUN-2000-50KTL-M3 | 234500 | 50 |  |  | 2261.34 |  |  |  | 1 | 0 | 0 | 0 | 0 | 5 | 0 | 0% | 0 | Huawei inverter SUN-2000-50KTL-M3 | https://solsol.cz/en/plu/234500 | Three Phase Inverter
Residential Inverters/Batteries | Huawei | Three-phase inverter | Huawei inverter SUN 5000-8K-MAP0 | 234081 | 8 |  |  | 961.86 |  |  |  | 1 | 0 | 0 | 0 | 0 | 15 | 0 | 0% | 0 | Huawei inverter SUN 5000-8K-MAP0 | https://solsol.cz/en/plu/234081 | Three-phase inverter
Residential Inverters/Batteries | Huawei | Three-phase inverter | Huawei inverter SUN 2000-10K-MAP0 | 234102 | 10 |  |  | 1281.12 |  |  |  | 11 | 0 | 0 | 0 | 0 | 10 | 0 | 0% | 0 | Huawei inverter SUN 2000-10K-MAP0 | https://solsol.cz/en/plu/234102 | Three Phase Hybrid Inventer, Asymmetric Ouput, Superb Off-grid Backup Capability
Residential Inverters/Batteries | Huawei | Three-phase inverter | Huawei inverter SUN 2000-12K-MAP0 | 234121 | 12 |  |  | 1384.14 |  |  |  | 3 | 0 | 0 | 0 | 0 | 10 | 0 | 0% | 0 | Huawei inverter SUN 2000-12K-MAP0 | https://solsol.cz/en/plu/234121 | Three Phase Hybrid Inventer, Asymmetric Ouput, Superb Off-grid Backup Capability
Residential Inverters/Batteries | Huawei | Three-phase inverter | Huawei inverter SUN 5000-12K-MAP0 | 234122 | 12 |  |  | 1281.12 |  |  |  | 6 | 0 | 0 | 0 | 0 | 15 | 0 | 0% | 0 | Huawei inverter SUN 5000-12K-MAP0 | https://solsol.cz/en/plu/234122 | Three Phase Hybrid Inventer
Residential Inverters/Batteries | Huawei | Three-phase inverter | Huawei inverter SET SUN 2000-5KTL-L1, 5kWh battery | 234001 | 5 |  |  | 2942.7 |  |  |  | 0 | 0 | 0 | 0 | 0 | 10 | 0 | 0% | 0 | Huawei inverter SET SUN 2000-5KTL-L1, 5kWh battery | https://solsol.cz/en/plu/234001 | Three Phase Inverter
Residential Inverters/Batteries | Huawei | Three-phase inverter | Huawei inverter SET SUN 5000-8K-MAP0, 14kWh battery | 234006 | 8 |  |  | 6460.68 |  |  |  | 0 | 0 | 0 | 0 | 0 | 10 | 0 | 0% | 0 | Huawei inverter SET SUN 5000-8K-MAP0, 14kWh battery | https://solsol.cz/en/plu/234006 | Three-phase inverter
Residential Inverters/Batteries | Huawei | Set Hybrid Inverter | Huawei inverter SET SUN 2000-10K-MAP0, 10kWh battery | 234003 | 10 |  |  | 5263.2 |  |  |  | 0 | 0 | 0 | 0 | 0 | 10 | 0 | 0% | 0 | Huawei inverter SET SUN 2000-10K-MAP0, 10kWh battery | https://solsol.cz/en/plu/234003 | Huawei inverter SET SUN 2000-10K-MAP0, Power module LUNA2000-10KW-C1, Huawei meter DTSU666-H 100A, battery module LUNA2000-5-E0
Residential Inverters/Batteries | Huawei | Set Hybrid Inverter | Huawei inverter SET SUN 2000-10K-MAP0, 14kWh battery | 234002 | 10 |  |  | 6779.94 |  |  |  | 0 | 0 | 0 | 0 | 0 | 10 | 0 | 0% | 0 | Huawei inverter SET SUN 2000-10K-MAP0, 14kWh battery | https://solsol.cz/en/plu/234002 | Huawei inverter SET SUN 2000-10K-MAP0, Power module LUNA2000-10KW-C1, Huawei meter DTSU666-H 100A, battery module LUNA2000-7-E1
Residential Inverters/Batteries | Huawei | Set Hybrid Inverter | Huawei inverter SET SUN 5000-12K-MAP0, 10kWh battery | 234004 | 12 |  |  | 5263.2 |  |  |  | 0 | 0 | 0 | 0 | 0 | 10 | 0 | 0% | 0 | Huawei inverter SET SUN 5000-12K-MAP0, 10kWh battery | https://solsol.cz/en/plu/234004 | Huawei inverter SET SUN 5000-12K-MAP0, Power module LUNA2000-10KW-C1, Huawei meter DTSU666-H 100A, battery module LUNA2000-5-E0
Residential Inverters/Batteries | Huawei | Set Hybrid Inverter | Huawei inverter SET SUN 5000-12K-MAP0, 14kWh battery | 234005 | 12 |  |  | 6779.94 |  |  |  | 0 | 0 | 0 | 0 | 0 | 10 | 0 | 0% | 0 | Huawei inverter SET SUN 5000-12K-MAP0, 14kWh battery | https://solsol.cz/en/plu/234005 | Huawei inverter SET SUN 5000-12K-MAP0, Power module LUNA2000-10KW-C1, Huawei meter DTSU666-H 100A, battery module LUNA2000-7-E1
Residential Inverters/Batteries | Huawei | BMS | Huawei power module LUNA2000-5KW-C0 | 334051 | 0 |  |  | 652.8 |  |  |  | 68 | 0 | 0 | 0 | 0 | 10 | 0 | 0% | 0 | Huawei power module LUNA2000-5KW-C0 | https://solsol.cz/en/plu/334051 | Power module (BMS)
Residential Inverters/Batteries | Huawei | Battery | Huawei battery module LUNA2000-5-E0 | 334050 | 5 |  |  | 1614.66 |  |  |  | 44 | 0 | 0 | 0 | 0 | 10 | 0 | 0% | 0 | Huawei battery module LUNA2000-5-E0 | https://solsol.cz/en/plu/334050 | Battery
Residential Inverters/Batteries | Huawei | Battery | Huawei battery module LUNA2000-7-E1 | 334070 | 7 |  |  | 2291.94 |  |  |  | 17 | 0 | 0 | 0 | 0 | 10 | 0 | 0% | 0 | Huawei battery module LUNA2000-7-E1 | https://solsol.cz/en/plu/334070 | Battery
Residential Inverters/Batteries | Huawei | Battery | Huawei power module LUNA2000-10KW-C1 | 334010 | 0 |  |  | 814.98 |  |  |  | 9 | 0 | 0 | 0 | 0 | 10 | 0 | 0% | 0 | Huawei power module LUNA2000-10KW-C1 | https://solsol.cz/en/plu/334010 | Power module (BMS)
Commercial Inverters/Batteries | Huawei | Battery | Huawei LUNA2000-215KWH-2S10 | 334201 | 0 |  |  | 49857.6 |  |  |  | 0 | 0 | 0 | 0 | 0 | 10 | 0 | 0% | 0 | Huawei LUNA2000-215KWH-2S10 | https://solsol.cz/en/plu/334201 | Battery
Commercial Inverters/Batteries | Huawei | Accessories | Huawei SmartLogger3000C01 | 534016 | 0 |  |  | 954.72 |  |  |  | 0 | 0 | 0 | 0 | 0 | 10 | 0 | 0% | 0 | Huawei SmartLogger3000C01 | https://solsol.cz/en/plu/534016 | Accessories for commercial battery
Commercial Inverters/Batteries | Huawei | Accessories | Huawei SmartModule1000A01 | 534017 | 0 |  |  | 215.22 |  |  |  | 0 | 0 | 0 | 0 | 0 | 10 | 0 | 0% | 0 | Huawei SmartModule1000A01 | https://solsol.cz/en/plu/534017 | Accessories for commercial battery
Commercial Inverters/Batteries | Huawei | Accessories | Huawei Smart Power Sensor-80AI-T0 | 534018 | 0 |  |  | 146.88 |  |  |  | 0 | 0 | 0 | 0 | 0 | 10 | 0 | 0% | 0 | Huawei Smart Power Sensor-80AI-T0 | https://solsol.cz/en/plu/534018 | Accessories for commercial battery
Commercial Inverters/Batteries | Huawei | Accessories | Commisioning BESS service Huawei LUNA | 001071 | 0 |  |  | 1825.8 |  |  |  | 0 | 0 | 0 | 0 | 0 | 10 | 0 | 0% | 0 | Commisioning BESS service Huawei LUNA | 0 | Accessories for commercial battery
Residential Inverters/Batteries | Huawei | Accessories | Huawei meter DTSU666-H 100A | 534001 | 0 |  |  | 99.96 |  |  |  | 1 | 0 | 0 | 0 | 0 | 2 | 0 | 0% | 0 | Huawei meter DTSU666-H 100A | https://solsol.cz/en/plu/534001 | Meter - Three Phase
Residential Inverters/Batteries | Huawei | Accessories | Huawei LUNA2000 Wall Mounting Bracket | 534000 | 0 |  |  | 59.16 |  |  |  | 6 | 0 | 0 | 0 | 0 | 2 | 0 | 0% | 0 | Huawei LUNA2000 Wall Mounting Bracket | https://solsol.cz/en/plu/534000 | Walll mount
Residential Inverters/Batteries | Huawei | Accessories | Huawei EMMA-A02 | 534002 | 0 |  |  | 403.92 |  |  |  | 11 | 0 | 0 | 0 | 0 | 2 | 0 | 0% | 0 | Huawei EMMA-A02 | https://solsol.cz/en/plu/534002 | Energy management assistant
Residential Inverters/Batteries | Huawei | Accessories | Huawei Dongle WLAN-FE (fast ethernet) AP+STA | 534007 | 0 |  |  | 42.84 |  |  |  | 5 | 0 | 0 | 0 | 0 | 2 | 0 | 0% | 0 | Huawei Dongle WLAN-FE (fast ethernet) AP+STA | https://solsol.cz/en/plu/534007 | Power 2,5W, LED Indicator, Plug and Play, IP rating: IP65
Residential Inverters/Batteries | Huawei | Accessories | Huawei SmartLogger3000A01 bez MBUS | 534008 | 0 |  |  | 339.66 |  |  |  | 2 | 0 | 0 | 0 | 0 | 2 | 0 | 0% | 0 | Huawei SmartLogger3000A01 bez MBUS | https://solsol.cz/en/plu/534008 | Accessories
Residential Inverters/Batteries | Huawei | Accessories | Huawei SmartLogger3000A03 s MBUS | 534009 | 0 |  |  | 778.26 |  |  |  | 3 | 0 | 0 | 0 | 0 | 2 | 0 | 0% | 0 | Huawei SmartLogger3000A03 s MBUS | https://solsol.cz/en/plu/534009 | Accessories
Residential Inverters/Batteries | Huawei | Accessories | Huawei SmartGuard-63A-T0 | 534012 | 0 |  |  | 601.8 |  |  |  | 4 | 0 | 0 | 0 | 0 | 10 | 0 | 0% | 0 | Huawei SmartGuard-63A-T0 | https://solsol.cz/en/plu/534012 | Accessories
Residential Inverters/Batteries | Huawei | Accessories | Huawei Back up box 1-phase | 534006 | 0 |  |  | 318.24 |  |  |  | 0 | 0 | 0 | 0 | 0 | 2 | 0 | 0% | 0 | Huawei Back up box 1-phase | https://solsol.cz/en/plu/534006 | Accessories
Residential Inverters/Batteries | Huawei | Accessories | Huawei Dongle 4G no SIM card | 534013 | 0 |  |  | 97.92 |  |  |  | 18 | 0 | 0 | 0 | 0 | 2 | 0 | 0% | 0 | Huawei Dongle 4G no SIM card | https://solsol.cz/en/plu/534013 | Accessories
Residential Inverters/Batteries | Huawei | Accessories | Huawei Back up box 3-phase | 534005 | 0 |  |  | 508.98 |  |  |  | 1 | 0 | 0 | 0 | 0 | 2 | 0 | 0% | 0 | Huawei Back up box 3-phase | https://solsol.cz/en/plu/534005 | Accessories
Residential Inverters/Batteries | Huawei | Three-phase inverter | Huawei smart energy controller SUN2000-15 K-MBO | 534004 | 15 |  |  | 1799 |  |  |  | 10 | 0 | 0 | 0 | 0 | 10 | 0 | 0% | 0 | Huawei smart energy controller SUN2000-15 K-MBO | https://solsol.cz/en/plu/534004 | Hybridní, silnoproudá verze
Residential Inverters/Batteries | Huawei | Three-phase inverter | Huawei smart energy controller SUN2000-12 K-MB0 | 534003 | 12 |  |  | 1589 |  |  |  | 10 | 0 | 0 | 0 | 0 | 10 | 0 | 0% | 0 | Huawei smart energy controller SUN2000-12 K-MB0 | https://solsol.cz/en/plu/534003 | Hybridní, silnoproudá verze
Residential Inverters/Batteries | Huawei | Single Phase Inverter | Huawei inverter SUN 2000-5KTL-L1 HC | 234051 | 5 |  |  | 575.28 |  |  |  | 1 | 0 | 0 | 0 | 0 | 10 | 0 | 0% | 0 | Huawei inverter SUN 2000-5KTL-L1 HC | https://solsol.cz/en/plu/234051 | Hybrid
Residential Inverters/Batteries | Huawei | Three-phase inverter | Huawei inverter SUN 2000-6KTL-M1 HC | 234060 | 6 |  |  | 738.48 |  |  |  | 15 | 0 | 0 | 0 | 0 | 10 | 0 | 0% | 0 | Huawei inverter SUN 2000-6KTL-M1 HC | https://solsol.cz/en/plu/234060 | Hybrid
Residential Inverters/Batteries | Huawei | Three-phase inverter | Huawei inverter SUN 2000-8KTL-M1 HC | 234080 | 8 |  |  | 748.68 |  |  |  | 3 | 0 | 0 | 0 | 0 | 10 | 0 | 0% | 0 | Huawei inverter SUN 2000-8KTL-M1 HC | https://solsol.cz/en/plu/233080 | Hybrid
Residential Inverters/Batteries | Huawei | Three-phase inverter | Huawei inverter SUN 2000-10KTL-M1 HC | 234101 | 10 |  |  | 876.18 |  |  |  | 1 | 0 | 0 | 0 | 0 | 10 | 0 | 0% | 0 | Huawei inverter SUN 2000-10KTL-M1 HC | https://solsol.cz/en/plu/234101 | Hybrid
Residential Inverters/Batteries | Huawei | Three-phase inverter | Huawei inverter SUN 2000-12KTL-M5 | 234120 | 12 |  |  | 1347.42 |  |  |  | 0 | 0 | 0 | 0 | 0 | 10 | 0 | 0% | 0 | Huawei inverter SUN 2000-12KTL-M5 | https://solsol.cz/en/plu/234120 | Hybrid
Residential Inverters/Batteries | Huawei | Three-phase inverter | Huawei inverter SUN 2000-20KTL-M5 | 234200 | 20 |  |  | 1157 |  |  |  | 0 | 0 | 0 | 0 | 0 | 10 | 0 | 0% | 0 | Huawei inverter SUN 2000-20KTL-M5 | https://solsol.cz/en/plu/234200 | Hybrid
Residential Inverters/Batteries | Huawei | Three-phase inverter | Huawei inverter SUN 2000-25KTL-M5 | 234250 | 25 |  |  | 1213 |  |  |  | 0 | 0 | 0 | 0 | 0 | 10 | 0 | 0% | 0 | Huawei inverter SUN 2000-25KTL-M5 | https://solsol.cz/en/plu/234250 | Hybrid
Residential Inverters/Batteries | Huawei | Three-phase inverter | Huawei inverter SUN 2000-40KTL-M3 | 234400 | 40 |  |  | 2250.12 |  |  |  | 1 | 0 | 0 | 0 | 0 | 10 | 0 | 0% | 0 | Huawei inverter SUN 2000-40KTL-M3 | https://solsol.cz/en/plu/234400 | Hybrid
Residential Inverters/Batteries | Huawei | Charger | Huawei AC charger 3 Phase 22kW/32A | 734220 | 22 |  |  | 577.32 |  |  |  | 4 | 0 | 0 | 0 | 0 | 3 | 0 | 0% | 0 | Huawei AC charger 3 Phase 22kW/32A | https://solsol.cz/en/plu/734220 | 3 phase charger
Residential Inverters/Batteries | Huawei | Three-phase inverter | Huawei inverter SUN 2000-5KTL-M1-HC | 234050 | 5 |  |  | 829 |  |  |  | 10 | 0 | 0 | 0 | 0 | 10 | 0 | 0% | 0 | Huawei inverter SUN 2000-5KTL-M1-HC | https://solsol.cz/en/plu/234050 | Hybrid
Residential Inverters/Batteries | Huawei | optimizer | Huawei SUN2000-450W-P2 optimizer | 434040 | 0 |  |  | 34.68 |  |  |  | 14 | 0 | 0 | 0 | 0 | 25 | 0 | 0% | 0 | Huawei SUN2000-450W-P2 optimizer | https://solsol.cz/en/plu/234040 | optimizer
Residential Inverters/Batteries | Huawei | optimizer | Huawei SUN2000-600W-P optimizer | 434060 | 600 |  |  | 36.72 |  |  |  | 192 | 0 | 0 | 0 | 0 | 25 | 0 | 0% | 0 | Huawei SUN2000-600W-P optimizer | https://solsol.cz/en/plu/434060 | optimizer 600W , 14,5A; connector MC4, cable 1300 mm
Residential Inverters/Batteries | Huawei | optimizer | Huawei MERC-1100W-P Short Cable optimizer | 434110 | 1100 |  |  | 67.32 |  |  |  | 24 | 0 | 0 | 0 | 0 | 25 | 0 | 0% | 0 | Huawei MERC-1100W-P Short Cable optimizer | https://solsol.cz/en/plu/434110 | optimizer 1100W; 20A; connector MC4; short imput cable version
Residential Inverters/Batteries | Huawei | optimizer | Huawei MERC-1100W-P Long Cable optimizer | 434111 | 1100 |  |  | 71.4 |  |  |  | 0 | 0 | 0 | 0 | 0 | 25 | 0 | 0% | 0 | Huawei MERC-1100W-P Long Cable optimizer | https://solsol.cz/en/plu/434111 | optimizer 1100W; 20A; connector MC4; long imput cable version
Residential Inverters/Batteries | Deye | Single-phase inverter | Deye inverter SUN-6K-SG03LP1-EU | 237060 | 6 |  |  | 789.66 |  |  |  | 1 | 0 | 0 | 0 | 0 | 10 | 0 | 0% | 0 | Deye inverter SUN-6K-SG03LP1-EU | https://solsol.cz/en/plu/237060 | LV Single Phase Hybrid Inverter
Residential Inverters/Batteries | Deye | Single-phase inverter | Deye inverter SUN-8K-SG01LP1-EU | 237080 | 8 |  |  | 1181.28 |  |  |  | 34 | 0 | 0 | 0 | 0 | 10 | 0 | 0% | 0 | Deye inverter SUN-8K-SG01LP1-EU | https://solsol.cz/en/plu/237080 | LV Single Phase Hybrid Inverter
Residential Inverters/Batteries | Deye | Three-phase inverter | Deye inverter SUN-12K-SG02LP1-EU AFCI | 237121 | 12 |  |  | 1515.12 |  |  |  | 17 | 0 | 0 | 0 | 0 | 0 | 0 | 0% | 0 | Deye inverter SUN-12K-SG02LP1-EU AFCI | https://solsol.cz/en/plu/237121 | LV Three Phase Hybrid Inverter
Residential Inverters/Batteries | Deye | Single-phase inverter | Deye inverter SUN-6K-SG04LP3-EU | 237061 | 6 |  |  | 1431.66 |  |  |  | 4 | 0 | 0 | 0 | 0 | 10 | 0 | 0% | 0 | Deye inverter SUN-6K-SG04LP3-EU | https://solsol.cz/en/plu/237061 | Single phase hybrid
Residential Inverters/Batteries | Deye | Three-phase inverter | Deye inverter SUN-12K-SG04LP3-EU | 237120 | 12 |  |  | 1515.12 |  |  |  | 8 | 0 | 0 | 0 | 0 | 10 | 0 | 0% | 0 | Deye inverter SUN-12K-SG04LP3-EU | https://solsol.cz/en/plu/237120 | HV Three Phase Hybrid Inverter
Residential Inverters/Batteries | Deye | Three-phase inverter | Deye inverter SUN-10K-SG05LP3-EU-SM2 | 237104 | 10 |  |  | 1260.46 |  |  |  | 2 | 0 | 0 | 0 | 0 | 10 | 0 | 0% | 0 | Deye inverter SUN-10K-SG05LP3-EU-SM2 | https://solsol.cz/en/plu/237104 | Three-phase inverter
Residential Inverters/Batteries | Deye | Single-phase inverter | Deye inverter SUN-20K-SG05LP3-EU-SM2 | 237201 | 20 |  |  | 1997.69 |  |  |  | 10 | 0 | 0 | 0 | 0 | 10 | 0 | 0% | 0 | Deye inverter SUN-20K-SG05LP3-EU-SM2 | https://solsol.cz/en/plu/237201 | LV Single Phase Hybrid Inverter
Residential Inverters/Batteries | Deye | Three-phase inverter | Deye inverter SUN-30K-SG01HP3-EU-BM3 | 237300 | 30 |  |  | 2631.6 |  |  |  | 16 | 0 | 0 | 0 | 0 | 10 | 0 | 0% | 0 | Deye inverter SUN-30K-SG01HP3-EU-BM3 | https://solsol.cz/en/plu/237300 | HV Three Phase Hybrid Inverter
Residential Inverters/Batteries | Deye | Three-phase inverter | Deye inverter SUN-50K-SG01HP3-EU | 237500 | 50 |  |  | 3954.72 |  |  |  | 8 | 0 | 0 | 0 | 0 | 10 | 0 | 0% | 0 | Deye inverter SUN-50K-SG01HP3-EU | https://solsol.cz/en/plu/237500 | HV Three Phase Hybrid Inverter
Residential Inverters/Batteries | Deye | Battery | Deye HV Battery BOS-G Pack (PRO) 5.1 | 337053 | 0 |  |  | 649.49 |  |  |  | 60 | 0 | 0 | 0 | 0 | 0 | 0 | 0% | 0 | Deye HV Battery BOS-G Pack (PRO) 5.1 | https://solsol.cz/en/plu/337050 | Battery
Residential Inverters/Batteries | Deye | Battery | Deye LV Battery SE-G5.1 Pro-B | 337052 | 0 |  |  | 673.03 |  |  |  | 24 | 0 | 0 | 0 | 0 | 0 | 0 | 0% | 0 | Deye LV Battery SE-G5.1 Pro-B | https://solsol.cz/en/plu/337052 | Battery LV
Residential Inverters/Batteries | Deye | Accessories | Deye BOS-G-Rack-2G (9layers) | 537012 | 0 |  |  | 214 |  |  |  | 6 | 0 | 0 | 0 | 0 | 0 | 0 | 0% | 0 | Deye BOS-G-Rack-2G (9layers) | https://solsol.cz/en/plu/537012 | HV-Rack for Bos - 9 layers
Residential Inverters/Batteries | Deye | Accessories | Deye HV-Rack for BOS-G (13layers) | 537002 | 0 |  |  | 233.26 |  |  |  | 9 | 0 | 0 | 0 | 0 | 0 | 0 | 0% | 0 | Deye HV-Rack for BOS-G (13layers) | https://solsol.cz/en/plu/537002 | HV-Rack for Bos - 13 layers
Residential Inverters/Batteries | Deye | Accessories | Deye HV Control Box BOS-G (HVB750V/100A-EU 120-750V 100A) | 337051 | 0 |  |  | 623.81 |  |  |  | 26 | 0 | 0 | 0 | 0 | 0 | 0 | 0% | 0 | Deye HV Control Box BOS-G (HVB750V/100A-EU 120-750V 100A) | https://solsol.cz/en/plu/337051 | HV Control Box for BOS
Residential Inverters/Batteries | BYD | BMS | BYD BMS+BASE controlbox HVS/HVM | 336001 | 0 |  |  | 416.12 |  |  |  | 3 | 0 | 0 | 0 | 0 | 0 | 0 | 0% | 0 | BYD BMS+BASE controlbox HVS/HVM | https://solsol.cz/en/plu/336001 | Battery HV
Residential Inverters/Batteries | BYD | BMS | BYD BMS+BASE controlbox 2.0 HVS/HVM | 336003 | 0 |  |  | 383.16 |  |  |  | 21 | 0 | 0 | 0 | 0 | 0 | 0 | 0% | 0 | BYD BMS+BASE controlbox 2.0 HVS/HVM | https://solsol.cz/en/plu/336003 | BMS
Residential Inverters/Batteries | BYD | Battery | BYD BATTERYBOX PREMIUM HVM 2,76kWh | 336030 | 2.76 |  |  | 734.39 |  |  |  | 89 | 0 | 0 | 0 | 0 | 0 | 0 | 0% | 0 | BYD BATTERYBOX PREMIUM HVM 2,76kWh | https://solsol.cz/en/plu/336030 | Battery HV
Residential Inverters/Batteries | BYD | Battery | BYD BATTERYBOX PREMIUM HVS 2,56kWh | 336031 | 2.56 |  |  | 713.79 |  |  |  | 4 | 0 | 0 | 0 | 0 | 0 | 0 | 0% | 0 | BYD BATTERYBOX PREMIUM HVS 2,56kWh | https://solsol.cz/en/plu/336031 | Battery HV
Residential Inverters/Batteries | Pylontech | BMS | Pylontech Force H2 (FSC500M BMS) - FORPLFH2-BMS | 311001 | 0 |  |  | 449 |  |  |  | 1 | 0 | 0 | 0 | 0 | 10 | 0 | 0% | 0 | Pylontech Force H2 (FSC500M BMS) - FORPLFH2-BMS | https://solsol.cz/en/plu/311001 | BMS
Residential Inverters/Batteries | Pylontech | BMS | Pylontech BMS SC0500A-100S řídící modul - PYSC0500A-100S | 311002 | 0 |  |  | 439 |  |  |  | 3 | 0 | 0 | 0 | 0 | 0 | 0 | 0% | 0 | Pylontech BMS SC0500A-100S řídící modul - PYSC0500A-100S | https://solsol.cz/en/plu/311002 | BMS
Residential Inverters/Batteries | SYL/Risen | Battery | SYL HV BCU BOX-v2 - SYLHVBCUBOX-v2 | 316002 | 0 |  |  | 60 |  |  |  | 18 | 0 | 0 | 0 | 0 | 0 | 0 | 0% | 0 | SYL HV BCU BOX-v2 - SYLHVBCUBOX-v2 | https://solsol.cz/en/plu/316002 | Battery HV
Residential Inverters/Batteries | SYL/Risen | Battery | SYL HV Battery modul SM3K7NE-v2 - SYLSM3K7NE-v2 | 316033 | 3.7 |  |  | 599 |  |  |  | 25 | 0 | 0 | 0 | 0 | 0 | 0 | 0% | 0 | SYL HV Battery modul SM3K7NE-v2 - SYLSM3K7NE-v2 | https://solsol.cz/en/plu/316033 | Battery HV
Panel | SOLSOL | Přenosný panel | PV-Panel SOLSOL LL-YT100W mobilni panel | 120101 | 100 |  |  | 70.17 |  |  |  | 197 | 0 | 0 | 0 | 0 | 0 | 0 | 0% | 0 | PV-Panel SOLSOL LL-YT100W mobilni panel | https://solsol.cz/en/plu/120101 | Solar pannel
Residential Inverters/Batteries | Shenzhen LianLiSolar | Accessories | Shenzhen LianLiSolar DC5521 to MC4 cable | 120103 | 0 |  |  | 4 |  |  |  | 296 | 0 | 0 | 0 | 0 | 0 | 0 | 0% | 0 | Shenzhen LianLiSolar DC5521 to MC4 cable | https://solsol.cz/en/plu/120103 | Accessories for solar pannel
Residential Inverters/Batteries | Shenzhen LianLiSolar | Accessories | Shenzhen LianLiSolar LL-CA06 - MC4 to 6 connectors | 120104 | 0 |  |  | 4.9 |  |  |  | 30 | 0 | 0 | 0 | 0 | 0 | 0 | 0% | 0 | Shenzhen LianLiSolar LL-CA06 - MC4 to 6 connectors | https://solsol.cz/en/plu/120104 | Accessories for solar pannel
Dispatch management | VOLTEON | Dispatch management | Dispatch management - RTU switchboard incl. FVE + 10 hours of projection | 920036 | 0 |  |  | 7757.94 |  |  |  | 2 | 0 | 0 | 0 | 0 | 0 | 0 | 0% | 0 | Dispatch management - RTU switchboard incl. FVE + 10 hours of projection | https://solsol.cz/en/plu/920036 | RTU switchboard incl. FVE - the breakdown point is the inverter (LTE modem, PLC, U/l/f measurement, backup UPS 24 Ah, 8 x switch, steel switchboard) + 10 hours of projection
Dispatch management | VOLTEON | Dispatch management | Dispatch control - sub switchboard | 920037 | 0 |  |  | 2878.19 |  |  |  | 0 | 0 | 0 | 0 | 0 | 0 | 0 | 0% | 0 | Dispatch control - sub switchboard | https://solsol.cz/en/plu/920037 | Secondary switchboard (U/l/f measurement, backup UPS 2 min, 8 x switch)
Dispatch management | VOLTEON | Dispatch management | Dispatcher control - digital panel multimeter PLA33RXEDL | 920038 | 0 |  |  | 821.43 |  |  |  | 0 | 0 | 0 | 0 | 0 | 0 | 0 | 0% | 0 | Dispatcher control - digital panel multimeter PLA33RXEDL | https://solsol.cz/en/plu/920038 | Pre-set/programmed digital panel multimeter PLA33RXEDL 0xDI/0xRE/RS485 (installation in existing cabinet)
Dispatch management | VOLTEON | Dispatch management | Dispatch management - Design work (optional) - control and possible comments on project documentation | 920039 | 0 |  |  | 1523.89 |  |  |  | 0 | 0 | 0 | 0 | 0 | 0 | 0 | 0% | 0 | Dispatch management - Design work (optional) - control and possible comments on project documentation | https://solsol.cz/en/plu/920039 | Design work (optional) - checking and possibly commenting on the PV project documentation in relation to the approval process at the distributor.
Dispatch management | VOLTEON | Dispatch management | Dispatch management - customer adjustments - 1 hour of programmer work | 920040 | 0 |  |  | 66.67 |  |  |  | 0 | 0 | 0 | 0 | 0 | 0 | 0 | 0% | 0 | Dispatch management - customer adjustments - 1 hour of programmer work | https://solsol.cz/en/plu/920040 | RTU switchboard incl. FVE (LTE modem, PLC, U/l/f measurement, backup UPS 24 Ah, 8 x switch, steel switchboard) + Secondary switchboard (U/l/f measurement, backup UPS 2 min, 8 x switch) + 10 hours of projection
Service | Solsol | Service | Commisioning service WIT | 001070 | 0 |  |  | 500 |  |  |  | 0 | 0 | 0 | 0 | 0 | 0 | 0 | 0% | 0 | Commisioning service WIT | https://solsol.cz/en/plu/001070 | Commisioning service WIT
Projects over 1MWP are priced individually on sales@solsol.cz
The price list is valid from 11.11.2025 until the new price list is issued.
From 1.4.2023, a recycling fee of 2 CZK/1 kg or its equivalent in EUR will be charged to the price of the PV panel - valid only for clients in the Czech republic. This recycling fee is not valid for clients outside the Czech republic.
From 1.1.2025, a recycling fee of 2,5 CZK/1 kg or its equivalent in EUR will be charged to the price of the battery - valid only for clients in the Czech republic. This recycling fee is not valid for clients outside the Czech republic.
From 1.7.2025, a recycling fee of 1,32 CZK/1 kg or its equivalent in EUR will be charged to the price of the inverter - valid only for clients in the Czech republic. This recycling fee is not valid for clients outside the Czech republic.
SOLSOL s.r.o. Brno, 616 00, Technická 3029, CZ, Tel: +420 774 836 148, sales@solsol.cz, www.solsol.cz
Tax ID: CZ29360391 registered with the Regional Court Brno, Section C, File 75143

## Configurator
[7 empty] | Skrýt | Skrýt | Skrýt | Skrýt | Skrýt | Skrýt | Skrýt | Skrýt
| Technology | Growatt WIT 50KTL3-HU | Battery capacity kWh for MOD + MID | 40 |  |  | 5 | 5 | 0 | Ano | Growatt MOD 10KTL3 XH BP | 10 kW | Growatt TPM-CT-E-EU (250/5A) | Ne
| Inverter size kW | 50 | Battery capacity kWh for WIT 50-100 HU | 200.62 |  |  | 14.33 | 10 | 71.65 | Ne | Growatt MID 15KTL3-XH | 15 kW | Growatt TPM-CT-E-EU (600/5A) | SEM-X (100kW)
| Backup box for 10 KW inverters | Ne | Number of sets | 15 |  |  |  | 15 | 85.98 |  | Growatt MID 20KTL3-XH | 20 kW |  | SEM-X (300kW)
| Backup box for 15-30 KW inverters | Ano | [5 empty] | 20 | 100.31 |  | Growatt MID 25KTL3-XH | 25 kW |  | SEM-X (600kW)
| Energy meter for WIT inverters | Growatt TPM-CT-E-EU (250/5A) | [5 empty] | 25 | 114.64 |  | Growatt MID 30KTL3-XH | 30 kW |  | SEM-X (1MW)
| Smart energy manager for WIT | Ne | [5 empty] | 30 | 128.97 |  | Growatt WIT 50KTL3-HU | 50 kW
[8 empty] | 35 | 143.3 |  | Growatt WIT 75KTL3-HU | 75 kW
[8 empty] | 40 | 157.63 |  | Growatt WIT 100KTL3-HU | 100 kW
[8 empty] | 45 | 171.96 |  | Growatt SPH10000TL3 BH-UP | 10 kW
Technology | Power kW | PLU | Name | Note | Quantity | EUR price |  | 50 | 186.29
Growatt WIT 50KTL3-HU | 50 | 209504 | Growatt WIT 50K-HU | Required | 15 | 90000 |  | 55 | 200.62
Growatt WIT 50KTL3-HU | 50 | 309141 | Baterie Growatt APX 14.3P-B1 | Required | 210 | 539385 |  | 60
Growatt WIT 50KTL3-HU | 50 | 309005 | Growatt APX 14.3P BMS (100083-P1-EU) 71-114kWh | Required | 0 | 0
Growatt WIT 50KTL3-HU | 50 | 309004 | Growatt APX 14.3P BMS (HVC100140-C1) 129-200kWh | Required | 15 | 18496.5
Growatt WIT 50KTL3-HU | 50 | 509016 | Base Growatt APX 14.3P-B1 Battery Base | Required | 30 | 5775
Growatt WIT 50KTL3-HU | 50 | 509025 | Kabel Growatt APX14.3P-B1 Battery cable | Required | 15 | 2689.5
Growatt WIT 50KTL3-HU | 50 | 509141 | Growatt TPM-CT-E-EU (250/5A) | Required | 15 | 2871
Growatt WIT 50KTL3-HU | 50 | 509142 | Growatt TPM-CT-E-EU (600/5A) | Required | 0 | 0
Growatt WIT 50KTL3-HU | 50 | 509026 | Growatt APX14.3P-B1 Series cable | Accessories | 15 | 1386
Growatt WIT 50KTL3-HU | 50 | 509161 | Growatt ShineWiLan-X2 | Required | 1 | 25.2
Growatt WIT 50KTL3-HU | 50 | 509100 | SEM-X (100kW) | Accessories | 0 | 0
Growatt WIT 50KTL3-HU | 50 | 509110 | SEM-X (300kW) | Accessories | 0 | 0
Growatt WIT 50KTL3-HU | 50 | 509120 | SEM-X (600kW) | Accessories | 0 | 0
Growatt WIT 50KTL3-HU | 50 | 509130 | SEM-X (1MW) | Accessories | 0 | 0
Growatt WIT 50KTL3-HU | 50 | - | - | - | Total price | 660628.2
Technologie | Výkon kW | PLU | Název | Poznámka | Množství | Cena EUR
Growatt MOD 10KTL3 XH BP | 10 | 209104 | MOD 10KTL3-XH BP | Required | 15 | 13860
Growatt MOD 10KTL3 XH BP | 10 | 309052 | APX 5.0P-B1 | Required | #VALUE! | #VALUE!
Growatt MOD 10KTL3 XH BP | 10 | 309006 | APX 98020-P1 | Required | 15 | 2970
Growatt MOD 10KTL3 XH BP | 10 | 509014 | Growatt APX 5.0P Battery Base | Required | 30 | 990
Growatt MOD 10KTL3 XH BP | 10 | 509031 | TPM-E | Required | 15 | 1815
Growatt MOD 10KTL3 XH BP | 10 | 509011 | ShineWifi-X | Part of the set | 15 | 236.25
Growatt MOD 10KTL3 XH BP | 10 | 509102 | SYN-100-XH-30 | Accessories | 0 | 0
Growatt MOD 10KTL3 XH BP | 10 | 509035 | Growatt APX 5.0P Paraller cable | Accessories | 15 | 726
Growatt MOD 10KTL3 XH BP | 10 | - | - | - | Total price | #VALUE!
Growatt WIT 50KTL3-HU | 50 | 209504 | Growatt WIT 50K-HU | Required | 15 | 90000
Growatt WIT 50KTL3-HU | 50 | 309141 | Baterie Growatt APX 14.3P-B1 | Required | 210 | 539385
Growatt WIT 50KTL3-HU | 50 | 309005 | Growatt APX 14.3P BMS (100083-P1-EU) 71-114kWh | Required | 0 | 0
Growatt WIT 50KTL3-HU | 50 | 309004 | Growatt APX 14.3P BMS (HVC100140-C1) 129-200kWh | Required | 15 | 18496.5
Growatt WIT 50KTL3-HU | 50 | 509016 | Base Growatt APX 14.3P-B1 Battery Base | Required | 30 | 5775
Growatt WIT 50KTL3-HU | 50 | 509025 | Kabel Growatt APX14.3P-B1 Battery cable | Required | 15 | 2689.5
Growatt WIT 50KTL3-HU | 50 | 509141 | Growatt TPM-CT-E-EU (250/5A) | Required | 15 | 2871
Growatt WIT 50KTL3-HU | 50 | 509142 | Growatt TPM-CT-E-EU (600/5A) | Required | 0 | 0
Growatt WIT 50KTL3-HU | 50 | 509026 | Growatt APX14.3P-B1 Series cable | Accessories | 15 | 1386
Growatt WIT 50KTL3-HU | 50 | 509161 | Growatt ShineWiLan-X2 | Required | 1 | 25.2
Growatt WIT 50KTL3-HU | 50 | 509100 | SEM-X (100kW) | Accessories | 0 | 0
Growatt WIT 50KTL3-HU | 50 | 509110 | SEM-X (300kW) | Accessories | 0 | 0
Growatt WIT 50KTL3-HU | 50 | 509120 | SEM-X (600kW) | Accessories | 0 | 0
Growatt WIT 50KTL3-HU | 50 | 509130 | SEM-X (1MW) | Accessories | 0 | 0
Growatt WIT 50KTL3-HU | 50 | - | - | - | Total price | 660628.2
Growatt WIT 75KTL3-HU | 75 | 209751 | Growatt WIT 75K-HU | Required | 15 | 104793.75
Growatt WIT 75KTL3-HU | 75 | 309141 | Baterie Growatt APX 14.3P-B1 | Required | 210 | 539385
Growatt WIT 75KTL3-HU | 75 | 309005 | Growatt APX 14.3P BMS (100083-P1-EU) 71-114kWh | Required | 0 | 0
Growatt WIT 75KTL3-HU | 75 | 309004 | Growatt APX 14.3P BMS (HVC100140-C1) 129-200kWh | Required | 15 | 18496.5
Growatt WIT 75KTL3-HU | 75 | 509016 | Base Growatt APX 14.3P-B1 Battery Base | Required | 30 | 5775
Growatt WIT 75KTL3-HU | 75 | 509025 | Kabel Growatt APX14.3P-B1 Battery cable | Required | 15 | 2689.5
Growatt WIT 75KTL3-HU | 75 | 509141 | Growatt TPM-CT-E-EU (250/5A) | Required | 15 | 2871
Growatt WIT 75KTL3-HU | 75 | 509142 | Growatt TPM-CT-E-EU (600/5A) | Required | 0 | 0
Growatt WIT 75KTL3-HU | 75 | 509026 | Growatt APX14.3P-B1 Series cable | Accessories | 15 | 1386
Growatt WIT 75KTL3-HU | 75 | 509161 | Growatt ShineWiLan-X2 | Required | 1 | 25.2
Growatt WIT 75KTL3-HU | 75 | 509100 | SEM-X (100kW) | Accessories | 0 | 0
Growatt WIT 75KTL3-HU | 75 | 509110 | SEM-X (300kW) | Accessories | 0 | 0
Growatt WIT 75KTL3-HU | 75 | 509120 | SEM-X (600kW) | Accessories | 0 | 0
Growatt WIT 75KTL3-HU | 75 | 509130 | SEM-X (1MW) | Accessories | 0 | 0
Growatt WIT 75KTL3-HU | 75 | - | - | - | Total price | 675421.95
Growatt WIT 100KTL3-HU | 100 | 209016 | Growatt WIT 100K-HU | Required | 15 | 110520
Growatt WIT 100KTL3-HU | 100 | 309141 | Baterie Growatt APX 14.3P-B1 | Required | 210 | 539385
Growatt WIT 100KTL3-HU | 100 | 309005 | Growatt APX 14.3P BMS (100083-P1-EU) 71-114kWh | Required | 0 | 0
Growatt WIT 100KTL3-HU | 100 | 309004 | Growatt APX 14.3P BMS (HVC100140-C1) 129-200kWh | Required | 15 | 18496.5
Growatt WIT 100KTL3-HU | 100 | 509016 | Base Growatt APX 14.3P-B1 Battery Base | Required | 30 | 5775
Growatt WIT 100KTL3-HU | 100 | 509025 | Kabel Growatt APX14.3P-B1 Battery cable | Required | 15 | 2689.5
Growatt WIT 100KTL3-HU | 100 | 509141 | Growatt TPM-CT-E-EU (250/5A) | Required | 15 | 2871
Growatt WIT 100KTL3-HU | 100 | 509142 | Growatt TPM-CT-E-EU (600/5A) | Required | 0 | 0
Growatt WIT 100KTL3-HU | 100 | 509026 | Growatt APX14.3P-B1 Series cable | Accessories | 15 | 1386
Growatt WIT 100KTL3-HU | 100 | 509161 | Growatt ShineWiLan-X2 | Required | 1 | 25.2
Growatt WIT 100KTL3-HU | 100 | 509100 | SEM-X (100kW) | Accessories | 0 | 0
Growatt WIT 100KTL3-HU | 100 | 509110 | SEM-X (300kW) | Accessories | 0 | 0
Growatt WIT 100KTL3-HU | 100 | 509120 | SEM-X (600kW) | Accessories | 0 | 0
Growatt WIT 100KTL3-HU | 100 | 509130 | SEM-X (1MW) | Accessories | 0 | 0
Growatt WIT 100KTL3-HU | 100 | - | - | - | Total price | 667525.236
Growatt MID 15KTL3-XH | 15 | 209150 | Growatt MID 15KTL3-XH | Required | 15 | #N/A
Growatt MID 15KTL3-XH | 15 | 309052 | APX 5.0P-B1 | Required | 120 | 120182.4
Growatt MID 15KTL3-XH | 15 | 309003 | APX 98034-P2 | Required | 30 | 8415
Growatt MID 15KTL3-XH | 15 | 509014 | Growatt APX 5.0P Battery Base | Required | 30 | 990
Growatt MID 15KTL3-XH | 15 | 509031 | TPM-E | Required | 15 | 1815
Growatt MID 15KTL3-XH | 15 | 509011 | ShineWifi-X | Accessories | 15 | 236.25
Growatt MID 15KTL3-XH | 15 | 509102 | SYN-100-XH-30 | Accessories | 15 | 4669.5
Growatt MID 15KTL3-XH | 15 | 509035 | Growatt APX 5.0P Paraller cable | Accessories | 0 | 0
Growatt MID 15KTL3-XH | 15 | 509036 | APX Cascading Communication Cable | Accessories | 15 | 280.5
Growatt MID 15KTL3-XH | 15 | - | - | - | Total price | #N/A
Growatt MID 20KTL3-XH | 20 | 209200 | Growatt MID 20KTL3-XH | Required | 15 | 18810
Growatt MID 20KTL3-XH | 20 | 309052 | APX 5.0P-B1 | Required | 120 | 120182.4
Growatt MID 20KTL3-XH | 20 | 309003 | APX 98034-P2 | Required | 30 | 8415
Growatt MID 20KTL3-XH | 20 | 509014 | Growatt APX 5.0P Battery Base | Required | 30 | 990
Growatt MID 20KTL3-XH | 20 | 509031 | TPM-E | Required | 15 | 1815
Growatt MID 20KTL3-XH | 20 | 509011 | ShineWifi-X | Accessories | 15 | 236.25
Growatt MID 20KTL3-XH | 20 | 509102 | SYN-100-XH-30 | Accessories | 15 | 4669.5
Growatt MID 20KTL3-XH | 20 | 509035 | Growatt APX 5.0P Paraller cable | Accessories | 0 | 0
Growatt MID 20KTL3-XH | 20 | 509036 | APX Cascading Communication Cable | Accessories | 15 | 280.5
Growatt MID 20KTL3-XH | 20 | - | - | - | Celková cena | 155398.65
Growatt MID 25KTL3-XH | 25 | 209250 | Growatt MID 25KTL3-XH | Required | 15 | 21615
Growatt MID 25KTL3-XH | 25 | 309052 | APX 5.0P-B1 | Required | 120 | 120182.4
Growatt MID 25KTL3-XH | 25 | 309003 | APX 98034-P2 | Required | 30 | 8415
Growatt MID 25KTL3-XH | 25 | 509014 | Growatt APX 5.0P Battery Base | Required | 30 | 990
Growatt MID 25KTL3-XH | 25 | 509031 | TPM-E | Required | 15 | 1815
Growatt MID 25KTL3-XH | 25 | 509011 | ShineWifi-X | Accessories | 15 | 236.25
Growatt MID 25KTL3-XH | 25 | 509102 | SYN-100-XH-30 | Accessories | 15 | 4669.5
Growatt MID 25KTL3-XH | 25 | 509035 | Growatt APX 5.0P Paraller cable | Accessories | 0 | 0
Growatt MID 25KTL3-XH | 25 | 509036 | APX Cascading Communication Cable | Accessories | 15 | 280.5
Growatt MID 25KTL3-XH | 25 | - | - | - | Total price | 158203.65
Growatt MID 30KTL3-XH | 30 | 209302 | Growatt MID 30KTL3-XH | Required | 15 | 23512.5
Growatt MID 30KTL3-XH | 30 | 309052 | APX 5.0P-B1 | Required | 120 | 120182.4
Growatt MID 30KTL3-XH | 30 | 309003 | APX 98034-P2 | Required | 30 | 8415
Growatt MID 30KTL3-XH | 30 | 509014 | Growatt APX 5.0P Battery Base | Required | 30 | 990
Growatt MID 30KTL3-XH | 30 | 509031 | TPM-E | Required | 15 | 1815
Growatt MID 30KTL3-XH | 30 | 509011 | ShineWifi-X | Accessories | 15 | 236.25
Growatt MID 30KTL3-XH | 30 | 509102 | SYN-100-XH-30 | Accessories | 15 | 4669.5
Growatt MID 30KTL3-XH | 30 | 509035 | Growatt APX 5.0P Paraller cable | Accessories | 0 | 0
Growatt MID 30KTL3-XH | 30 | 509036 | APX Cascading Communication Cable | Accessories | 15 | 280.5
Growatt MID 30KTL3-XH | 30 | - | - | - | Total price | 160101.15